## Notes
Refrigeration Cycle - P-h Diagram Data and Verification
Source: DWSIM 10.2, propane, Peng-Robinson property package, basis 1 mol/s
Sheet guide
Ph Diagram Data Saturation dome (bubble + dew) and the four cycle states. Chart is on this sheet.
Cycle States The four thermodynamic states, from the DWSIM stream report.
Verification Duties recomputed by hand from mass flow x enthalpy change, against DWSIM.
Raw Envelope Data Original pasted export, unmodified.
DWSIM Report Original pasted report, unmodified.
Cleaning applied to the raw envelope export
1. The export contained five stacked copies, one per stream. All five were verified byte-identical
(every stream is pure propane), so only one copy is retained.
2. The bubble point curve padded its last hundreds of rows by repeating the critical point. Those were removed.
3. Columns reordered to enthalpy-then-pressure so enthalpy plots on the X axis, per convention.
4. Pressure converted from Pa to bar by formula for a readable log axis.
5. Unused envelope columns (entropy, volume, hydrate, Widom, SLE) dropped.

## Ph Diagram Data
Bubble h (kJ/kg) | Bubble P (Pa) | Bubble P (bar) | Dew h (kJ/kg) | Dew P (Pa) | Dew P (bar) | State | Cycle h (kJ/kg) | Cycle P (Pa) | Cycle P (bar)
-657.798 | 1589.06 | 0.015891 | -107.247 | 101325 | 1.0132 | 1 | -80.0775 | 245000 | 2.45
-656.001 | 1742.91 | 0.017429 | -100.948 | 126325 | 1.2632 | 2 | 15.2325 | 1250000 | 12.5
-654.2 | 1909.29 | 0.019093 | -95.554 | 151325 | 1.5132 | 3 | -346.191 | 1250000 | 12.5
-652.394 | 2089.02 | 0.02089 | -94.3195 | 157553 | 1.5755 | 4 | -346.191 | 245000 | 2.45
-650.584 | 2282.96 | 0.02283 | -93.0855 | 163977 | 1.6398 | 1 (close) | -80.0775 | 245000 | 2.45
-648.77 | 2491.98 | 0.02492 | -91.8522 | 170599 | 1.706
-646.951 | 2717.03 | 0.02717 | -90.6195 | 177426 | 1.7743
-645.127 | 2959.06 | 0.029591 | -89.3877 | 184459 | 1.8446
-643.299 | 3219.11 | 0.032191 | -88.1568 | 191704 | 1.917
-641.467 | 3498.21 | 0.034982 | -86.9268 | 199164 | 1.9916
-639.63 | 3797.46 | 0.037975 | -85.6979 | 206844 | 2.0684
-637.788 | 4118.01 | 0.04118 | -84.4702 | 214747 | 2.1475
-635.941 | 4461.03 | 0.04461 | -83.2437 | 222879 | 2.2288
-634.09 | 4827.76 | 0.048278 | -82.0186 | 231242 | 2.3124
-632.234 | 5219.47 | 0.052195 | -80.795 | 239841 | 2.3984
-630.373 | 5637.48 | 0.056375 | -79.5728 | 248681 | 2.4868
-628.507 | 6083.15 | 0.060831 | -78.3523 | 257765 | 2.5777
-626.635 | 6557.9 | 0.065579 | -77.1335 | 267098 | 2.671
-624.759 | 7063.19 | 0.070632 | -75.9165 | 276684 | 2.7668
-622.878 | 7600.52 | 0.076005 | -74.7015 | 286528 | 2.8653
-620.992 | 8171.45 | 0.081714 | -73.4884 | 296633 | 2.9663
-619.101 | 8777.58 | 0.087776 | -72.2775 | 307004 | 3.07
-617.204 | 9420.58 | 0.094206 | -71.0688 | 317645 | 3.1764
-615.303 | 10102.1 | 0.10102 | -69.8624 | 328561 | 3.2856
-613.396 | 10824 | 0.10824 | -68.6585 | 339755 | 3.3975
-611.484 | 11588 | 0.11588 | -67.4571 | 351233 | 3.5123
-609.566 | 12396 | 0.12396 | -66.2583 | 362999 | 3.63
-607.643 | 13249.8 | 0.1325 | -65.0623 | 375057 | 3.7506
-605.714 | 14151.5 | 0.14152 | -63.8691 | 387411 | 3.8741
-603.78 | 15103 | 0.15103 | -62.6789 | 400066 | 4.0007
-601.84 | 16106.4 | 0.16106 | -61.4918 | 413027 | 4.1303
-599.895 | 17163.7 | 0.17164 | -60.3078 | 426297 | 4.263
-597.945 | 18277.2 | 0.18277 | -59.1272 | 439882 | 4.3988
-595.988 | 19449.1 | 0.19449 | -57.95 | 453785 | 4.5378
-594.026 | 20681.6 | 0.20682 | -56.7763 | 468011 | 4.6801
-592.058 | 21976.9 | 0.21977 | -55.6064 | 482566 | 4.8257
-590.084 | 23337.6 | 0.23338 | -54.4402 | 497452 | 4.9745
-588.104 | 24765.9 | 0.24766 | -53.2779 | 512675 | 5.1268
-586.119 | 26264.3 | 0.26264 | -52.1196 | 528240 | 5.2824
-584.127 | 27835.4 | 0.27835 | -50.9656 | 544150 | 5.4415
-582.13 | 29481.6 | 0.29482 | -49.8158 | 560411 | 5.6041
-580.126 | 31205.6 | 0.31206 | -48.6705 | 577026 | 5.7703
-578.117 | 33010.1 | 0.3301 | -47.5298 | 594002 | 5.94
-576.101 | 34897.7 | 0.34898 | -46.3938 | 611341 | 6.1134
-574.079 | 36871.1 | 0.36871 | -45.2626 | 629049 | 6.2905
-572.051 | 38933.3 | 0.38933 | -44.1365 | 647130 | 6.4713
-570.016 | 41086.9 | 0.41087 | -43.0155 | 665589 | 6.6559
-567.976 | 43335 | 0.43335 | -41.8998 | 684431 | 6.8443
-565.929 | 45680.3 | 0.4568 | -40.7896 | 703660 | 7.0366
-563.875 | 48126 | 0.48126 | -39.685 | 723280 | 7.2328
-561.815 | 50674.9 | 0.50675 | -38.5861 | 743297 | 7.433
-559.749 | 53330.3 | 0.5333 | -37.4933 | 763716 | 7.6372
-557.676 | 56095.2 | 0.56095 | -36.4065 | 784540 | 7.8454
-555.596 | 58972.7 | 0.58973 | -35.326 | 805775 | 8.0578
-553.51 | 61966 | 0.61966 | -34.252 | 827425 | 8.2743
-551.417 | 65078.4 | 0.65078 | -33.1847 | 849494 | 8.4949
-549.317 | 68313.2 | 0.68313 | -32.1242 | 871989 | 8.7199
-547.21 | 71673.6 | 0.71674 | -31.0707 | 894913 | 8.9491
-545.097 | 75163.1 | 0.75163 | -30.0244 | 918271 | 9.1827
-542.977 | 78784.9 | 0.78785 | -28.9856 | 942068 | 9.4207
-540.85 | 82542.6 | 0.82543 | -27.9544 | 966308 | 9.6631
-538.715 | 86439.7 | 0.8644 | -26.9311 | 990997 | 9.91
-536.574 | 90479.5 | 0.9048 | -25.9158 | 1016140 | 10.1614
-534.426 | 94665.7 | 0.94666 | -24.9089 | 1041740 | 10.4174
-532.27 | 99001.9 | 0.99002 | -23.9104 | 1067800 | 10.678
-530.107 | 103492 | 1.0349 | -22.9208 | 1094330 | 10.9433
-527.937 | 108139 | 1.0814 | -21.9401 | 1121340 | 11.2134
-525.76 | 112946 | 1.1295 | -20.9688 | 1148820 | 11.4882
-523.575 | 117919 | 1.1792 | -20.0069 | 1176780 | 11.7678
-521.383 | 123060 | 1.2306 | -19.0549 | 1205230 | 12.0523
-519.183 | 128373 | 1.2837 | -18.113 | 1234180 | 12.3418
-516.976 | 133861 | 1.3386 | -17.1815 | 1263610 | 12.6361
-514.761 | 139530 | 1.3953 | -16.2607 | 1293560 | 12.9356
-512.539 | 145382 | 1.4538 | -15.3508 | 1324000 | 13.24
-510.308 | 151422 | 1.5142 | -14.4523 | 1354970 | 13.5497
-508.07 | 157653 | 1.5765 | -13.5655 | 1386440 | 13.8644
-505.824 | 164080 | 1.6408 | -12.6907 | 1418440 | 14.1844
-503.571 | 170706 | 1.7071 | -11.8282 | 1450970 | 14.5097
-501.309 | 177535 | 1.7753 | -10.9785 | 1484030 | 14.8403
-499.039 | 184572 | 1.8457 | -10.142 | 1517620 | 15.1762
-496.761 | 191820 | 1.9182 | -9.319 | 1551760 | 15.5176
-494.475 | 199284 | 1.9928 | -8.51 | 1586440 | 15.8644
-492.181 | 206967 | 2.0697 | -7.7154 | 1621680 | 16.2168
-489.878 | 214874 | 2.1487 | -6.9357 | 1657480 | 16.5748
-487.567 | 223009 | 2.2301 | -6.1714 | 1693830 | 16.9383
-485.248 | 231376 | 2.3138 | -5.4229 | 1730760 | 17.3076
-482.92 | 239979 | 2.3998 | -4.6909 | 1768260 | 17.6826
-480.583 | 248823 | 2.4882 | -3.9758 | 1806330 | 18.0633
-478.238 | 257911 | 2.5791 | -3.2783 | 1844990 | 18.4499
-475.884 | 267248 | 2.6725 | -2.599 | 1884240 | 18.8424
-473.521 | 276838 | 2.7684 | -1.9384 | 1924090 | 19.2409
-471.15 | 286686 | 2.8669 | -1.2973 | 1964530 | 19.6453
-468.769 | 296795 | 2.968 | -0.6764 | 2005580 | 20.0558
-466.38 | 307170 | 3.0717 | -0.0764 | 2047240 | 20.4724
-463.981 | 317816 | 3.1782 | 0.5018 | 2089510 | 20.8951
-461.573 | 328736 | 3.2874 | 1.0575 | 2132410 | 21.3241
-459.156 | 339935 | 3.3994 | 1.5897 | 2175930 | 21.7593
-456.729 | 351417 | 3.5142 | 2.0976 | 2220090 | 22.2009
-454.293 | 363188 | 3.6319 | 2.58 | 2264880 | 22.6488
-451.847 | 375250 | 3.7525 | 3.0361 | 2310320 | 23.1032
-449.392 | 387609 | 3.8761 | 3.4645 | 2356400 | 23.564
-446.927 | 400269 | 4.0027 | 3.8642 | 2403140 | 24.0314
-444.452 | 413234 | 4.1323 | 4.2339 | 2450540 | 24.5054
-441.968 | 426510 | 4.2651 | 4.5721 | 2498610 | 24.9861
-439.473 | 440099 | 4.401 | 4.8775 | 2547350 | 25.4735
-436.968 | 454008 | 4.5401 | 5.1484 | 2596770 | 25.9677
-434.453 | 468239 | 4.6824 | 5.3831 | 2646870 | 26.4687
-431.927 | 482799 | 4.828 | 5.5798 | 2697660 | 26.9766
-429.391 | 497690 | 4.9769 | 5.7366 | 2749150 | 27.4915
-426.844 | 512919 | 5.1292 | 5.8513 | 2801340 | 28.0134
-424.287 | 528489 | 5.2849 | 5.9216 | 2854230 | 28.5423
-421.719 | 544405 | 5.444 | 5.9449 | 2907840 | 29.0784
-419.14 | 560671 | 5.6067 | 5.9185 | 2962170 | 29.6217
-416.55 | 577292 | 5.7729 | 5.8395 | 3017230 | 30.1723
-413.949 | 594273 | 5.9427 | 5.7045 | 3073010 | 30.7301
-411.336 | 611618 | 6.1162 | 5.5099 | 3129540 | 31.2954
-408.713 | 629332 | 6.2933 | 5.2518 | 3186810 | 31.8681
-406.077 | 647419 | 6.4742 | 4.9258 | 3244830 | 32.4483
-403.43 | 665884 | 6.6588 | 4.527 | 3303610 | 33.0361
-400.771 | 684732 | 6.8473 | 4.0501 | 3363150 | 33.6315
-398.1 | 703967 | 7.0397 | 3.4893 | 3423470 | 34.2347
-395.417 | 723594 | 7.2359 | 2.8378 | 3484560 | 34.8456
-392.721 | 743618 | 7.4362 | 2.0887 | 3546430 | 35.4643
-390.013 | 764042 | 7.6404 | 1.2339 | 3609090 | 36.0909
-387.293 | 784873 | 7.8487 | 0.2648 | 3672550 | 36.7255
-384.559 | 806114 | 8.0611 | -0.8275 | 3736820 | 37.3682
-381.813 | 827771 | 8.2777 | -2.0525 | 3801890 | 38.0189
-379.053 | 849847 | 8.4985 | -3.419 | 3867790 | 38.6779
-376.28 | 872348 | 8.7235 | -4.9342 | 3934500 | 39.345
-373.494 | 895279 | 8.9528 | -6.6009 | 4002050 | 40.0205
-370.694 | 918644 | 9.1864 | -8.4139 | 4070440 | 40.7044
-367.879 | 942448 | 9.4245 | -10.3528 | 4139670 | 41.3967
-365.051 | 966696 | 9.667 | -12.3729 | 4209750 | 42.0975
-362.209 | 991392 | 9.9139
-359.351 | 1016540 | 10.1654
-356.479 | 1042150 | 10.4215
-353.592 | 1068220 | 10.6822
-350.689 | 1094760 | 10.9476
-347.771 | 1121770 | 11.2177
-344.837 | 1149260 | 11.4926
-341.887 | 1177230 | 11.7723
-338.92 | 1205690 | 12.0569
-335.937 | 1234640 | 12.3464
-332.936 | 1264080 | 12.6408
-329.918 | 1294030 | 12.9403
-326.883 | 1324490 | 13.2449
-323.829 | 1355460 | 13.5546
-320.757 | 1386940 | 13.8694
-317.665 | 1418950 | 14.1895
-314.555 | 1451490 | 14.5149
-311.425 | 1484550 | 14.8455
-308.274 | 1518160 | 15.1816
-305.103 | 1552300 | 15.523
-301.911 | 1587000 | 15.87
-298.698 | 1622240 | 16.2224
-295.462 | 1658050 | 16.5805
-292.203 | 1694410 | 16.9441
-288.921 | 1731350 | 17.3135
-285.615 | 1768850 | 17.6885
-282.284 | 1806940 | 18.0694
-278.927 | 1845610 | 18.4561
-275.545 | 1884870 | 18.8487
-272.136 | 1924720 | 19.2472
-268.698 | 1965170 | 19.6517
-265.233 | 2006230 | 20.0623
-261.737 | 2047900 | 20.479
-258.211 | 2090190 | 20.9019
-254.652 | 2133090 | 21.3309
-251.061 | 2176620 | 21.7662
-247.436 | 2220790 | 22.2079
-243.774 | 2265590 | 22.6559
-240.076 | 2311040 | 23.1104
-236.339 | 2357140 | 23.5714
-232.561 | 2403890 | 24.0389
-228.741 | 2451300 | 24.513
-224.877 | 2499380 | 24.9938
-220.966 | 2548130 | 25.4813
-217.005 | 2597560 | 25.9756
-212.992 | 2647670 | 26.4767
-208.925 | 2698470 | 26.9847
-204.798 | 2749970 | 27.4997
-200.61 | 2802170 | 28.0217
-196.354 | 2855080 | 28.5508
-192.027 | 2908700 | 29.087
-187.623 | 2963040 | 29.6304
-183.134 | 3018100 | 30.181
-178.554 | 3073900 | 30.739
-173.874 | 3130440 | 31.3044
-169.083 | 3187720 | 31.8772
-164.167 | 3245760 | 32.4576
-159.112 | 3304550 | 33.0455
-153.897 | 3364100 | 33.641
-148.495 | 3424430 | 34.2443
-142.874 | 3485530 | 34.8553
-136.984 | 3547420 | 35.4742
-130.756 | 3610090 | 36.1009
-124.079 | 3673560 | 36.7356
-116.755 | 3737840 | 37.3784
-108.351 | 3802930 | 38.0293
-97.3158 | 3868830 | 38.6883
-4.9594 | 3935560 | 39.3556
-6.6285 | 4003130 | 40.0313
-8.4436 | 4071530 | 40.7153
-9.4004 | 4106040 | 41.0604
-10.2913 | 4137520 | 41.3752
-10.7437 | 4153320 | 41.5332
-10.9713 | 4161230 | 41.6123
-11.0854 | 4165200 | 41.652
-11.1425 | 4167180 | 41.6718
-11.1711 | 4168170 | 41.6817
-11.1854 | 4168670 | 41.6867
-11.1926 | 4168920 | 41.6892
-11.1961 | 4169040 | 41.6904
-11.1979 | 4169100 | 41.691
-11.1988 | 4169130 | 41.6913
-11.1993 | 4169150 | 41.6915
-11.1995 | 4169160 | 41.6916

## Cycle States
State | Location | T (K) | P (Pa) | P (bar) | h (kJ/kg) | s (kJ/kg.K)
1 | Evaporator out / compressor in | 252.995 | 245000 | 2.45 | -80.0775 | -0.4478
2 | Compressor out / condenser in | 325.138 | 1250000 | 12.5 | 15.2325 | -0.38831
3 | Condenser out / valve in | 305 | 1250000 | 12.5 | -346.191 | -1.555
4 | Valve out / evaporator in | 252.995 | 245000 | 2.45 | -346.191 | -1.4987
5 | Evaporator out (closes to 1) | 253 | 245000 | 2.45 | -80.0691 | -0.44777
States 1 and 5 are the same point; 5 is listed to show cycle closure (0.005 K apart).
h3 = h4 exactly: the expansion valve is isenthalpic.

## Verification
Energy Balance Verification
Mass flow (kg/s) | 0.044096 | Basis: 1 mol/s propane
Component | h in (kJ/kg) | h out (kJ/kg) | dh (kJ/kg) | Hand (kW) | DWSIM (kW) | Diff (%)
Compressor | -80.0775 | 15.2325 | 95.31 | 4.2028 | 4.2027 | 3.8927e-05
Condenser | 15.2325 | -346.191 | -361.4235 | 15.9372 | 15.9372 | 8.7301e-05
Evaporator | -346.191 | -80.0691 | 266.1219 | 11.7348 | 11.7348 | 4.1361e-05
Checks
COP = Q_evap / W_comp | 2.7922 | Tutorial expects 2 - 7
Carnot COP = T_L / (T_H - T_L) | 4.8654 | Ideal limit between 253 K and 305 K
Second-law efficiency (%) | 57.3885 | COP as a fraction of Carnot
Energy balance: Q_evap + W (kW) | 15.9376 | Should equal condenser duty
Condenser duty (kW) | 15.9372
Balance closure error (%) | 0.0023241 | Tutorial allows 0.5%
Cycle closure: T5 - T1 (K) | 0.005 | Should be near zero

## Raw Envelope Data
Tb (K) | Pb (Pa) | Hb (kJ/kg) | Sb (kJ/[kg.K]) | Vb (m3/mol) | Td (K) | Pd (Pa) | Hd (kJ/kg) | Sd (kJ/[kg.K]) | Vd (m3/mol) | Test (K) | Pest (Pa) | TQ (K) | PQ (Pa) | TPIP (K) | PPIP (Pa) | THsI (K) | PHsI (Pa) | THsII (K) | PHsII (Pa) | TDFW (K) | PDFW (Pa) | HDFW (kJ/kg) | SDFW (kJ/[kg.K]) | VDFW (m3/mol) | Tb1 (K) | Pb1 (Pa) | Hb1 (kJ/kg) | Sb1 (kJ/[kg.K]) | Vb1 (m3/mol) | Tb2 (K) | Pb2 (Pa) | Hb2 (kJ/kg) | Sb2 (kJ/[kg.K]) | Vb2 (m3/mol) | SLE L T (K) | SLE L P (Pa) | SLE S T (K) | SLE S P (Pa) | Widom Cp T (K) | Widom Cp P (Pa) | Widom kT T (K) | Widom kT P (Pa) | Widom Avg T (K) | Widom Avg P (Pa)
166.424 | 1589.06 | -657.798 | -2.8764 | 0.067604 | 230.945 | 101325 | -107.247 | -0.40164 | 18.3215 | 0 | 0 |  |  | 0 | 0
167.424 | 1742.91 | -656.001 | -2.8656 | 0.067707 | 236.042 | 126325 | -100.948 | -0.41472 | 14.925
168.424 | 1909.29 | -654.2 | -2.8549 | 0.06781 | 240.408 | 151325 | -95.554 | -0.42468 | 12.6131
169.424 | 2089.02 | -652.394 | -2.8442 | 0.067914 | 241.408 | 157553 | -94.3195 | -0.42681 | 12.147
170.424 | 2282.96 | -650.584 | -2.8336 | 0.068019 | 242.408 | 163977 | -93.0855 | -0.42889 | 11.7019
171.424 | 2491.98 | -648.77 | -2.823 | 0.068124 | 243.408 | 170599 | -91.8522 | -0.43091 | 11.2767
172.424 | 2717.03 | -646.951 | -2.8124 | 0.068229 | 244.408 | 177426 | -90.6195 | -0.43288 | 10.8703
173.424 | 2959.06 | -645.127 | -2.8018 | 0.068335 | 245.408 | 184459 | -89.3877 | -0.4348 | 10.4818
174.424 | 3219.11 | -643.299 | -2.7913 | 0.068442 | 246.408 | 191704 | -88.1568 | -0.43667 | 10.1102
175.424 | 3498.21 | -641.467 | -2.7809 | 0.068549 | 247.408 | 199164 | -86.9268 | -0.43849 | 9.7547
176.424 | 3797.46 | -639.63 | -2.7704 | 0.068657 | 248.408 | 206844 | -85.6979 | -0.44026 | 9.4144
177.424 | 4118.01 | -637.788 | -2.76 | 0.068765 | 249.408 | 214747 | -84.4702 | -0.44198 | 9.0886
178.424 | 4461.03 | -635.941 | -2.7496 | 0.068874 | 250.408 | 222879 | -83.2437 | -0.44366 | 8.7766
179.424 | 4827.76 | -634.09 | -2.7393 | 0.068984 | 251.408 | 231242 | -82.0186 | -0.4453 | 8.4776
180.424 | 5219.47 | -632.234 | -2.729 | 0.069094 | 252.408 | 239841 | -80.795 | -0.44688 | 8.191
181.424 | 5637.48 | -630.373 | -2.7187 | 0.069205 | 253.408 | 248681 | -79.5728 | -0.44843 | 7.9162
182.424 | 6083.15 | -628.507 | -2.7084 | 0.069316 | 254.408 | 257765 | -78.3523 | -0.44993 | 7.6527
183.424 | 6557.9 | -626.635 | -2.6982 | 0.069428 | 255.408 | 267098 | -77.1335 | -0.4514 | 7.3998
184.424 | 7063.19 | -624.759 | -2.688 | 0.06954 | 256.408 | 276684 | -75.9165 | -0.45282 | 7.1571
185.424 | 7600.52 | -622.878 | -2.6778 | 0.069653 | 257.408 | 286528 | -74.7015 | -0.4542 | 6.9241
186.424 | 8171.45 | -620.992 | -2.6677 | 0.069767 | 258.408 | 296633 | -73.4884 | -0.45555 | 6.7004
187.424 | 8777.58 | -619.101 | -2.6576 | 0.069881 | 259.408 | 307004 | -72.2775 | -0.45685 | 6.4854
188.424 | 9420.58 | -617.204 | -2.6475 | 0.069997 | 260.408 | 317645 | -71.0688 | -0.45812 | 6.2788
189.424 | 10102.1 | -615.303 | -2.6374 | 0.070112 | 261.408 | 328561 | -69.8624 | -0.45936 | 6.0802
190.424 | 10824 | -613.396 | -2.6274 | 0.070228 | 262.408 | 339755 | -68.6585 | -0.46056 | 5.8892
191.424 | 11588 | -611.484 | -2.6174 | 0.070346 | 263.408 | 351233 | -67.4571 | -0.46172 | 5.7055
192.424 | 12396 | -609.566 | -2.6074 | 0.070463 | 264.408 | 362999 | -66.2583 | -0.46285 | 5.5288
193.424 | 13249.8 | -607.643 | -2.5974 | 0.070582 | 265.408 | 375057 | -65.0623 | -0.46395 | 5.3587
194.424 | 14151.5 | -605.714 | -2.5875 | 0.070701 | 266.408 | 387411 | -63.8691 | -0.46502 | 5.1949
195.424 | 15103 | -603.78 | -2.5776 | 0.07082 | 267.408 | 400066 | -62.6789 | -0.46605 | 5.0372
196.424 | 16106.4 | -601.84 | -2.5677 | 0.070941 | 268.408 | 413027 | -61.4918 | -0.46706 | 4.8853
197.424 | 17163.7 | -599.895 | -2.5578 | 0.071062 | 269.408 | 426297 | -60.3078 | -0.46803 | 4.7389
198.424 | 18277.2 | -597.945 | -2.548 | 0.071184 | 270.408 | 439882 | -59.1272 | -0.46898 | 4.5978
199.424 | 19449.1 | -595.988 | -2.5382 | 0.071306 | 271.408 | 453785 | -57.95 | -0.4699 | 4.4618
200.424 | 20681.6 | -594.026 | -2.5284 | 0.07143 | 272.408 | 468011 | -56.7763 | -0.4708 | 4.3306
201.424 | 21976.9 | -592.058 | -2.5186 | 0.071554 | 273.408 | 482566 | -55.6064 | -0.47166 | 4.204
202.424 | 23337.6 | -590.084 | -2.5088 | 0.071678 | 274.408 | 497452 | -54.4402 | -0.47251 | 4.0819
203.424 | 24765.9 | -588.104 | -2.4991 | 0.071804 | 275.408 | 512675 | -53.2779 | -0.47332 | 3.9641
204.424 | 26264.3 | -586.119 | -2.4893 | 0.07193 | 276.408 | 528240 | -52.1196 | -0.47412 | 3.8503
205.424 | 27835.4 | -584.127 | -2.4796 | 0.072057 | 277.408 | 544150 | -50.9656 | -0.47489 | 3.7405
206.424 | 29481.6 | -582.13 | -2.4699 | 0.072185 | 278.408 | 560411 | -49.8158 | -0.47564 | 3.6344
207.424 | 31205.6 | -580.126 | -2.4603 | 0.072314 | 279.408 | 577026 | -48.6705 | -0.47636 | 3.5319
208.424 | 33010.1 | -578.117 | -2.4506 | 0.072443 | 280.408 | 594002 | -47.5298 | -0.47707 | 3.4328
209.424 | 34897.7 | -576.101 | -2.441 | 0.072574 | 281.408 | 611341 | -46.3938 | -0.47776 | 3.3371
210.424 | 36871.1 | -574.079 | -2.4314 | 0.072705 | 282.408 | 629049 | -45.2626 | -0.47842 | 3.2445
211.424 | 38933.3 | -572.051 | -2.4218 | 0.072837 | 283.408 | 647130 | -44.1365 | -0.47907 | 3.155
212.424 | 41086.9 | -570.016 | -2.4122 | 0.07297 | 284.408 | 665589 | -43.0155 | -0.47971 | 3.0684
213.424 | 43335 | -567.976 | -2.4026 | 0.073103 | 285.408 | 684431 | -41.8998 | -0.48032 | 2.9846
214.424 | 45680.3 | -565.929 | -2.3931 | 0.073238 | 286.408 | 703660 | -40.7896 | -0.48092 | 2.9035
215.424 | 48126 | -563.875 | -2.3835 | 0.073373 | 287.408 | 723280 | -39.685 | -0.4815 | 2.825
216.424 | 50674.9 | -561.815 | -2.374 | 0.07351 | 288.408 | 743297 | -38.5861 | -0.48207 | 2.749
217.424 | 53330.3 | -559.749 | -2.3645 | 0.073647 | 289.408 | 763716 | -37.4933 | -0.48263 | 2.6754
218.424 | 56095.2 | -557.676 | -2.355 | 0.073785 | 290.408 | 784540 | -36.4065 | -0.48317 | 2.6041
219.424 | 58972.7 | -555.596 | -2.3455 | 0.073924 | 291.408 | 805775 | -35.326 | -0.4837 | 2.535
220.424 | 61966 | -553.51 | -2.3361 | 0.074064 | 292.408 | 827425 | -34.252 | -0.48422 | 2.4681
221.424 | 65078.4 | -551.417 | -2.3266 | 0.074205 | 293.408 | 849494 | -33.1847 | -0.48473 | 2.4032
222.424 | 68313.2 | -549.317 | -2.3172 | 0.074346 | 294.408 | 871989 | -32.1242 | -0.48523 | 2.3403
223.424 | 71673.6 | -547.21 | -2.3078 | 0.074489 | 295.408 | 894913 | -31.0707 | -0.48572 | 2.2793
224.424 | 75163.1 | -545.097 | -2.2984 | 0.074633 | 296.408 | 918271 | -30.0244 | -0.4862 | 2.2201
225.424 | 78784.9 | -542.977 | -2.2889 | 0.074778 | 297.408 | 942068 | -28.9856 | -0.48668 | 2.1627
226.424 | 82542.6 | -540.85 | -2.2796 | 0.074924 | 298.408 | 966308 | -27.9544 | -0.48715 | 2.107
227.424 | 86439.7 | -538.715 | -2.2702 | 0.07507 | 299.408 | 990997 | -26.9311 | -0.48761 | 2.053
228.424 | 90479.5 | -536.574 | -2.2608 | 0.075218 | 300.408 | 1016140 | -25.9158 | -0.48807 | 2.0005
229.424 | 94665.7 | -534.426 | -2.2515 | 0.075367 | 301.408 | 1041740 | -24.9089 | -0.48852 | 1.9496
230.424 | 99001.9 | -532.27 | -2.2421 | 0.075517 | 302.408 | 1067800 | -23.9104 | -0.48897 | 1.9001
231.424 | 103492 | -530.107 | -2.2328 | 0.075668 | 303.408 | 1094330 | -22.9208 | -0.48942 | 1.852
232.424 | 108139 | -527.937 | -2.2235 | 0.07582 | 304.408 | 1121340 | -21.9401 | -0.48987 | 1.8053
233.424 | 112946 | -525.76 | -2.2141 | 0.075973 | 305.408 | 1148820 | -20.9688 | -0.49032 | 1.76
234.424 | 117919 | -523.575 | -2.2048 | 0.076128 | 306.408 | 1176780 | -20.0069 | -0.49077 | 1.7159
235.424 | 123060 | -521.383 | -2.1955 | 0.076283 | 307.408 | 1205230 | -19.0549 | -0.49122 | 1.673
236.424 | 128373 | -519.183 | -2.1863 | 0.07644 | 308.408 | 1234180 | -18.113 | -0.49167 | 1.6313
237.424 | 133861 | -516.976 | -2.177 | 0.076598 | 309.408 | 1263610 | -17.1815 | -0.49212 | 1.5908
238.424 | 139530 | -514.761 | -2.1677 | 0.076757 | 310.408 | 1293560 | -16.2607 | -0.49258 | 1.5514
239.424 | 145382 | -512.539 | -2.1585 | 0.076917 | 311.408 | 1324000 | -15.3508 | -0.49305 | 1.513
240.424 | 151422 | -510.308 | -2.1492 | 0.077078 | 312.408 | 1354970 | -14.4523 | -0.49352 | 1.4757
241.424 | 157653 | -508.07 | -2.1399 | 0.077241 | 313.408 | 1386440 | -13.5655 | -0.494 | 1.4394
242.424 | 164080 | -505.824 | -2.1307 | 0.077405 | 314.408 | 1418440 | -12.6907 | -0.49449 | 1.404
243.424 | 170706 | -503.571 | -2.1215 | 0.07757 | 315.408 | 1450970 | -11.8282 | -0.49499 | 1.3696
244.424 | 177535 | -501.309 | -2.1122 | 0.077737 | 316.408 | 1484030 | -10.9785 | -0.4955 | 1.336
245.424 | 184572 | -499.039 | -2.103 | 0.077905 | 317.408 | 1517620 | -10.142 | -0.49602 | 1.3034
246.424 | 191820 | -496.761 | -2.0938 | 0.078074 | 318.408 | 1551760 | -9.319 | -0.49655 | 1.2716
247.424 | 199284 | -494.475 | -2.0846 | 0.078245 | 319.408 | 1586440 | -8.51 | -0.4971 | 1.2406
248.424 | 206967 | -492.181 | -2.0754 | 0.078417 | 320.408 | 1621680 | -7.7154 | -0.49767 | 1.2104
249.424 | 214874 | -489.878 | -2.0662 | 0.07859 | 321.408 | 1657480 | -6.9357 | -0.49825 | 1.1809
250.424 | 223009 | -487.567 | -2.057 | 0.078765 | 322.408 | 1693830 | -6.1714 | -0.49885 | 1.1522
251.424 | 231376 | -485.248 | -2.0478 | 0.078941 | 323.408 | 1730760 | -5.4229 | -0.49947 | 1.1242
252.424 | 239979 | -482.92 | -2.0386 | 0.079119 | 324.408 | 1768260 | -4.6909 | -0.50011 | 1.0969
253.424 | 248823 | -480.583 | -2.0295 | 0.079298 | 325.408 | 1806330 | -3.9758 | -0.50078 | 1.0703
254.424 | 257911 | -478.238 | -2.0203 | 0.079479 | 326.408 | 1844990 | -3.2783 | -0.50147 | 1.0443
255.424 | 267248 | -475.884 | -2.0111 | 0.079661 | 327.408 | 1884240 | -2.599 | -0.50219 | 1.0189
256.424 | 276838 | -473.521 | -2.0019 | 0.079845 | 328.408 | 1924090 | -1.9384 | -0.50293 | 0.99415
257.424 | 286686 | -471.15 | -1.9928 | 0.08003 | 329.408 | 1964530 | -1.2973 | -0.50371 | 0.96998
258.424 | 296795 | -468.769 | -1.9836 | 0.080217 | 330.408 | 2005580 | -0.6764 | -0.50452 | 0.94637
259.424 | 307170 | -466.38 | -1.9745 | 0.080406 | 331.408 | 2047240 | -0.076429 | -0.50536 | 0.92331
260.424 | 317816 | -463.981 | -1.9653 | 0.080597 | 332.408 | 2089510 | 0.50181 | -0.50624 | 0.90079
261.424 | 328736 | -461.573 | -1.9562 | 0.080789 | 333.408 | 2132410 | 1.0575 | -0.50715 | 0.87878
262.424 | 339935 | -459.156 | -1.947 | 0.080983 | 334.408 | 2175930 | 1.5897 | -0.50811 | 0.85727
263.424 | 351417 | -456.729 | -1.9378 | 0.081178 | 335.408 | 2220090 | 2.0976 | -0.50911 | 0.83623
264.424 | 363188 | -454.293 | -1.9287 | 0.081376 | 336.408 | 2264880 | 2.58 | -0.51016 | 0.81567
265.424 | 375250 | -451.847 | -1.9195 | 0.081575 | 337.408 | 2310320 | 3.0361 | -0.51125 | 0.79556
266.424 | 387609 | -449.392 | -1.9104 | 0.081776 | 338.408 | 2356400 | 3.4645 | -0.5124 | 0.77588
267.424 | 400269 | -446.927 | -1.9012 | 0.081979 | 339.408 | 2403140 | 3.8642 | -0.5136 | 0.75663
268.424 | 413234 | -444.452 | -1.8921 | 0.082184 | 340.408 | 2450540 | 4.2339 | -0.51486 | 0.73779
269.424 | 426510 | -441.968 | -1.8829 | 0.082392 | 341.408 | 2498610 | 4.5721 | -0.51618 | 0.71934
270.424 | 440099 | -439.473 | -1.8738 | 0.082601 | 342.408 | 2547350 | 4.8775 | -0.51757 | 0.70127
271.424 | 454008 | -436.968 | -1.8646 | 0.082812 | 343.408 | 2596770 | 5.1484 | -0.51903 | 0.68357
272.424 | 468239 | -434.453 | -1.8555 | 0.083025 | 344.408 | 2646870 | 5.3831 | -0.52056 | 0.66623
273.424 | 482799 | -431.927 | -1.8463 | 0.08324 | 345.408 | 2697660 | 5.5798 | -0.52217 | 0.64924
274.424 | 497690 | -429.391 | -1.8371 | 0.083458 | 346.408 | 2749150 | 5.7366 | -0.52386 | 0.63257
275.424 | 512919 | -426.844 | -1.828 | 0.083678 | 347.408 | 2801340 | 5.8513 | -0.52565 | 0.61622
276.424 | 528489 | -424.287 | -1.8188 | 0.0839 | 348.408 | 2854230 | 5.9216 | -0.52752 | 0.60018
277.424 | 544405 | -421.719 | -1.8096 | 0.084124 | 349.408 | 2907840 | 5.9449 | -0.5295 | 0.58444
278.424 | 560671 | -419.14 | -1.8005 | 0.084351 | 350.408 | 2962170 | 5.9185 | -0.53159 | 0.56899
279.424 | 577292 | -416.55 | -1.7913 | 0.08458 | 351.408 | 3017230 | 5.8395 | -0.5338 | 0.5538
280.424 | 594273 | -413.949 | -1.7821 | 0.084811 | 352.408 | 3073010 | 5.7045 | -0.53613 | 0.53888
281.424 | 611618 | -411.336 | -1.7729 | 0.085045 | 353.408 | 3129540 | 5.5099 | -0.53859 | 0.52421
282.424 | 629332 | -408.713 | -1.7637 | 0.085282 | 354.408 | 3186810 | 5.2518 | -0.5412 | 0.50978
283.424 | 647419 | -406.077 | -1.7545 | 0.085522 | 355.408 | 3244830 | 4.9258 | -0.54397 | 0.49558
284.424 | 665884 | -403.43 | -1.7453 | 0.085764 | 356.408 | 3303610 | 4.527 | -0.5469 | 0.48159
285.424 | 684732 | -400.771 | -1.7361 | 0.086008 | 357.408 | 3363150 | 4.0501 | -0.55001 | 0.46781
286.424 | 703967 | -398.1 | -1.7269 | 0.086256 | 358.408 | 3423470 | 3.4893 | -0.55332 | 0.45422
287.424 | 723594 | -395.417 | -1.7177 | 0.086506 | 359.408 | 3484560 | 2.8378 | -0.55684 | 0.44082
288.424 | 743618 | -392.721 | -1.7085 | 0.08676 | 360.408 | 3546430 | 2.0887 | -0.5606 | 0.42759
289.424 | 764042 | -390.013 | -1.6992 | 0.087016 | 361.408 | 3609090 | 1.2339 | -0.56461 | 0.41452
290.424 | 784873 | -387.293 | -1.69 | 0.087275 | 362.408 | 3672550 | 0.26485 | -0.56889 | 0.40161
291.424 | 806114 | -384.559 | -1.6807 | 0.087538 | 363.408 | 3736820 | -0.82752 | -0.57347 | 0.38883
292.424 | 827771 | -381.813 | -1.6714 | 0.087804 | 364.408 | 3801890 | -2.0525 | -0.57836 | 0.3762
293.424 | 849847 | -379.053 | -1.6622 | 0.088073 | 365.408 | 3867790 | -3.419 | -0.5836 | 0.36371
294.424 | 872348 | -376.28 | -1.6529 | 0.088345 | 366.408 | 3934500 | -4.9342 | -0.5892 | 0.35136
295.424 | 895279 | -373.494 | -1.6436 | 0.088622 | 367.408 | 4002050 | -6.6009 | -0.59517 | 0.33919
296.424 | 918644 | -370.694 | -1.6343 | 0.088901 | 368.408 | 4070440 | -8.4139 | -0.60148 | 0.32722
297.424 | 942448 | -367.879 | -1.6249 | 0.089184 | 369.408 | 4139670 | -10.3528 | -0.60808 | 0.31554
298.424 | 966696 | -365.051 | -1.6156 | 0.089471 | 370.408 | 4209750 | -12.3729 | -0.61485 | 0.30427
299.424 | 991392 | -362.209 | -1.6063 | 0.089762
300.424 | 1016540 | -359.351 | -1.5969 | 0.090057
301.424 | 1042150 | -356.479 | -1.5875 | 0.090356
302.424 | 1068220 | -353.592 | -1.5781 | 0.090659
303.424 | 1094760 | -350.689 | -1.5687 | 0.090966
304.424 | 1121770 | -347.771 | -1.5593 | 0.091278
305.424 | 1149260 | -344.837 | -1.5499 | 0.091594
306.424 | 1177230 | -341.887 | -1.5404 | 0.091915
307.424 | 1205690 | -338.92 | -1.5309 | 0.092241
308.424 | 1234640 | -335.937 | -1.5214 | 0.092571
309.424 | 1264080 | -332.936 | -1.5119 | 0.092907
310.424 | 1294030 | -329.918 | -1.5024 | 0.093248
311.424 | 1324490 | -326.883 | -1.4928 | 0.093595
312.424 | 1355460 | -323.829 | -1.4832 | 0.093947
313.424 | 1386940 | -320.757 | -1.4736 | 0.094305
314.424 | 1418950 | -317.665 | -1.464 | 0.094669
315.424 | 1451490 | -314.555 | -1.4543 | 0.095039
316.424 | 1484550 | -311.425 | -1.4446 | 0.095416
317.424 | 1518160 | -308.274 | -1.4349 | 0.095799
318.424 | 1552300 | -305.103 | -1.4252 | 0.096189
319.424 | 1587000 | -301.911 | -1.4154 | 0.096586
320.424 | 1622240 | -298.698 | -1.4056 | 0.096991
321.424 | 1658050 | -295.462 | -1.3958 | 0.097403
322.424 | 1694410 | -292.203 | -1.3859 | 0.097823
323.424 | 1731350 | -288.921 | -1.376 | 0.098252
324.424 | 1768850 | -285.615 | -1.366 | 0.098689
325.424 | 1806940 | -282.284 | -1.356 | 0.099135
326.424 | 1845610 | -278.927 | -1.346 | 0.099591
327.424 | 1884870 | -275.545 | -1.3359 | 0.10006
328.424 | 1924720 | -272.136 | -1.3258 | 0.10053
329.424 | 1965170 | -268.698 | -1.3156 | 0.10102
330.424 | 2006230 | -265.233 | -1.3054 | 0.10152
331.424 | 2047900 | -261.737 | -1.2952 | 0.10203
332.424 | 2090190 | -258.211 | -1.2848 | 0.10255
333.424 | 2133090 | -254.652 | -1.2745 | 0.10308
334.424 | 2176620 | -251.061 | -1.264 | 0.10363
335.424 | 2220790 | -247.436 | -1.2535 | 0.10419
336.424 | 2265590 | -243.774 | -1.2429 | 0.10477
337.424 | 2311040 | -240.076 | -1.2323 | 0.10536
338.424 | 2357140 | -236.339 | -1.2216 | 0.10597
339.424 | 2403890 | -232.561 | -1.2107 | 0.1066
340.424 | 2451300 | -228.741 | -1.1999 | 0.10724
341.424 | 2499380 | -224.877 | -1.1889 | 0.10791
342.424 | 2548130 | -220.966 | -1.1778 | 0.1086
343.424 | 2597560 | -217.005 | -1.1666 | 0.10931
344.424 | 2647670 | -212.992 | -1.1553 | 0.11005
345.424 | 2698470 | -208.925 | -1.1439 | 0.11081
346.424 | 2749970 | -204.798 | -1.1324 | 0.1116
347.424 | 2802170 | -200.61 | -1.1207 | 0.11242
348.424 | 2855080 | -196.354 | -1.1089 | 0.11327
349.424 | 2908700 | -192.027 | -1.0969 | 0.11416
350.424 | 2963040 | -187.623 | -1.0848 | 0.11509
351.424 | 3018100 | -183.134 | -1.0724 | 0.11607
352.424 | 3073900 | -178.554 | -1.0599 | 0.11709
353.424 | 3130440 | -173.874 | -1.0471 | 0.11816
354.424 | 3187720 | -169.083 | -1.034 | 0.11929
355.424 | 3245760 | -164.167 | -1.0207 | 0.12049
356.424 | 3304550 | -159.112 | -1.0069 | 0.12176
357.424 | 3364100 | -153.897 | -0.99284 | 0.12312
358.424 | 3424430 | -148.495 | -0.97828 | 0.12457
359.424 | 3485530 | -142.874 | -0.96316 | 0.12614
360.424 | 3547420 | -136.984 | -0.94736 | 0.12784
361.424 | 3610090 | -130.756 | -0.93068 | 0.12971
362.424 | 3673560 | -124.079 | -0.91284 | 0.13177
363.424 | 3737840 | -116.755 | -0.89328 | 0.13408
364.424 | 3802930 | -108.351 | -0.87084 | 0.13671
365.424 | 3868830 | -97.3158 | -0.8413 | 0.13979
366.424 | 3935560 | -4.9594 | -0.58929 | 0.1435
367.424 | 4003130 | -6.6285 | -0.59526 | 0.14824
368.424 | 4071530 | -8.4436 | -0.60158 | 0.15494
368.924 | 4106040 | -9.4004 | -0.60485 | 0.15988
369.377 | 4137520 | -10.2913 | -0.60787 | 0.16668
369.603 | 4153320 | -10.7437 | -0.6094 | 0.17232
369.717 | 4161230 | -10.9713 | -0.61016 | 0.17684
369.773 | 4165200 | -11.0854 | -0.61055 | 0.18026
369.802 | 4167180 | -11.1425 | -0.61074 | 0.18268
369.816 | 4168170 | -11.1711 | -0.61083 | 0.18424
369.823 | 4168670 | -11.1854 | -0.61088 | 0.18517
369.826 | 4168920 | -11.1926 | -0.61091 | 0.18569
369.828 | 4169040 | -11.1961 | -0.61092 | 0.18596
369.829 | 4169100 | -11.1979 | -0.61092 | 0.1861
369.83 | 4169130 | -11.1988 | -0.61093 | 0.18617
369.83 | 4169150 | -11.1993 | -0.61093 | 0.18621
369.83 | 4169160 | -11.1995 | -0.61093 | 0.18623
369.83 | 4169160 | -11.1996 | -0.61093 | 0.18624
369.83 | 4169160 | -11.1997 | -0.61093 | 0.18624
369.83 | 4169160 | -11.1997 | -0.61093 | 0.18624
369.83 | 4169160 | -11.1997 | -0.61093 | 0.18624
369.83 | 4169160 | -11.1997 | -0.61093 | 0.18624
369.83 | 4169160 | -11.1997 | -0.61093 | 0.18624
369.83 | 4169160 | -11.1997 | -0.61093 | 0.18625
369.83 | 4169160 | -11.1997 | -0.61093 | 0.18625
369.83 | 4169160 | -11.1997 | -0.61093 | 0.18625
369.83 | 4169160 | -11.1997 | -0.61093 | 0.18625
369.83 | 4169160 | -11.1997 | -0.61093 | 0.18625
369.83 | 4169160 | -11.1997 | -0.61093 | 0.18625
369.83 | 4169160 | -11.1997 | -0.61093 | 0.18625
369.83 | 4169160 | -11.1997 | -0.61093 | 0.18625
369.83 | 4169160 | -11.1997 | -0.61093 | 0.18625
369.83 | 4169160 | -11.1997 | -0.61093 | 0.18625
369.83 | 4169160 | -11.1997 | -0.61093 | 0.18625
369.83 | 4169160 | -11.1997 | -0.61093 | 0.18625
369.83 | 4169160 | -11.1997 | -0.61093 | 0.18625
369.83 | 4169160 | -11.1997 | -0.61093 | 0.18625
369.83 | 4169160 | -11.1997 | -0.61093 | 0.18625
369.83 | 4169160 | -11.1997 | -0.61093 | 0.18625
369.83 | 4169160 | -11.1997 | -0.61093 | 0.18625
369.83 | 4169160 | -11.1997 | -0.61093 | 0.18625
369.83 | 4169160 | -11.1997 | -0.61093 | 0.18625
369.83 | 4169160 | -11.1997 | -0.61093 | 0.18625
369.83 | 4169160 | -11.1997 | -0.61093 | 0.18625
369.83 | 4169160 | -11.1997 | -0.61093 | 0.18625
369.83 | 4169160 | -11.1997 | -0.61093 | 0.18625
369.83 | 4169160 | -11.1997 | -0.61093 | 0.18625
369.83 | 4169160 | -11.1997 | -0.61093 | 0.18625
369.83 | 4169160 | -11.1997 | -0.61093 | 0.18625
369.83 | 4169160 | -11.1997 | -0.61093 | 0.18625
369.83 | 4169160 | -11.1997 | -0.61093 | 0.18625
369.83 | 4169160 | -11.1997 | -0.61093 | 0.18625
369.83 | 4169160 | -11.1997 | -0.61093 | 0.18625
369.83 | 4169160 | -11.1997 | -0.61093 | 0.18625
369.83 | 4169160 | -11.1997 | -0.61093 | 0.18625
369.83 | 4169160 | -11.1997 | -0.61093 | 0.18625
369.83 | 4169160 | -11.1997 | -0.61093 | 0.18625
369.83 | 4169160 | -11.1997 | -0.61093 | 0.18625
369.83 | 4169160 | -11.1997 | -0.61093 | 0.18625
369.83 | 4169160 | -11.1997 | -0.61093 | 0.18625
369.83 | 4169160 | -11.1997 | -0.61093 | 0.18625
369.83 | 4169160 | -11.1997 | -0.61093 | 0.18625
369.83 | 4169160 | -11.1997 | -0.61093 | 0.18625
369.83 | 4169160 | -11.1997 | -0.61093 | 0.18625
369.83 | 4169160 | -11.1997 | -0.61093 | 0.18625
369.83 | 4169160 | -11.1997 | -0.61093 | 0.18625
369.83 | 4169160 | -11.1997 | -0.61093 | 0.18625
369.83 | 4169160 | -11.1997 | -0.61093 | 0.18625
369.83 | 4169160 | -11.1997 | -0.61093 | 0.18625
369.83 | 4169160 | -11.1997 | -0.61093 | 0.18625
369.83 | 4169160 | -11.1997 | -0.61093 | 0.18625
369.83 | 4169160 | -11.1997 | -0.61093 | 0.18625
369.83 | 4169160 | -11.1997 | -0.61093 | 0.18625
369.83 | 4169160 | -11.1997 | -0.61093 | 0.18625
369.83 | 4169160 | -11.1997 | -0.61093 | 0.18625
369.83 | 4169160 | -11.1997 | -0.61093 | 0.18625
369.83 | 4169160 | -11.1997 | -0.61093 | 0.18625
369.83 | 4169160 | -11.1997 | -0.61093 | 0.18625
369.83 | 4169160 | -11.1997 | -0.61093 | 0.18625
369.83 | 4169160 | -11.1997 | -0.61093 | 0.18625
369.83 | 4169160 | -11.1997 | -0.61093 | 0.18625
369.83 | 4169160 | -11.1997 | -0.61093 | 0.18625
369.83 | 4169160 | -11.1997 | -0.61093 | 0.18625
369.83 | 4169160 | -11.1997 | -0.61093 | 0.18625
369.83 | 4169160 | -11.1997 | -0.61093 | 0.18625
369.83 | 4169160 | -11.1997 | -0.61093 | 0.18625
369.83 | 4169160 | -11.1997 | -0.61093 | 0.18625
369.83 | 4169160 | -11.1997 | -0.61093 | 0.18625
369.83 | 4169160 | -11.1997 | -0.61093 | 0.18625
369.83 | 4169160 | -11.1997 | -0.61093 | 0.18625
369.83 | 4169160 | -11.1997 | -0.61093 | 0.18625
369.83 | 4169160 | -11.1997 | -0.61093 | 0.18625
369.83 | 4169160 | -11.1997 | -0.61093 | 0.18625
369.83 | 4169160 | -11.1997 | -0.61093 | 0.18625
369.83 | 4169160 | -11.1997 | -0.61093 | 0.18625
369.83 | 4169160 | -11.1997 | -0.61093 | 0.18625
369.83 | 4169160 | -11.1997 | -0.61093 | 0.18625
369.83 | 4169160 | -11.1997 | -0.61093 | 0.18625
369.83 | 4169160 | -11.1997 | -0.61093 | 0.18625
369.83 | 4169160 | -11.1997 | -0.61093 | 0.18625
369.83 | 4169160 | -11.1997 | -0.61093 | 0.18625
369.83 | 4169160 | -11.1997 | -0.61093 | 0.18625
369.83 | 4169160 | -11.1997 | -0.61093 | 0.18625
369.83 | 4169160 | -11.1997 | -0.61093 | 0.18625
369.83 | 4169160 | -11.1997 | -0.61093 | 0.18625
369.83 | 4169160 | -11.1997 | -0.61093 | 0.18625
369.83 | 4169160 | -11.1997 | -0.61093 | 0.18625
369.83 | 4169160 | -11.1997 | -0.61093 | 0.18625
369.83 | 4169160 | -11.1997 | -0.61093 | 0.18625
369.83 | 4169160 | -11.1997 | -0.61093 | 0.18625
369.83 | 4169160 | -11.1997 | -0.61093 | 0.18625
369.83 | 4169160 | -11.1997 | -0.61093 | 0.18625
369.83 | 4169160 | -11.1997 | -0.61093 | 0.18625
369.83 | 4169160 | -11.1997 | -0.61093 | 0.18625
369.83 | 4169160 | -11.1997 | -0.61093 | 0.18625
369.83 | 4169160 | -11.1997 | -0.61093 | 0.18625
369.83 | 4169160 | -11.1997 | -0.61093 | 0.18625
369.83 | 4169160 | -11.1997 | -0.61093 | 0.18625
369.83 | 4169160 | -11.1997 | -0.61093 | 0.18625
369.83 | 4169160 | -11.1997 | -0.61093 | 0.18625
369.83 | 4169160 | -11.1997 | -0.61093 | 0.18625
369.83 | 4169160 | -11.1997 | -0.61093 | 0.18625
369.83 | 4169160 | -11.1997 | -0.61093 | 0.18625
369.83 | 4169160 | -11.1997 | -0.61093 | 0.18625
369.83 | 4169160 | -11.1997 | -0.61093 | 0.18625
369.83 | 4169160 | -11.1997 | -0.61093 | 0.18625
369.83 | 4169160 | -11.1997 | -0.61093 | 0.18625
369.83 | 4169160 | -11.1997 | -0.61093 | 0.18625
369.83 | 4169160 | -11.1997 | -0.61093 | 0.18625
369.83 | 4169160 | -11.1997 | -0.61093 | 0.18625
369.83 | 4169160 | -11.1997 | -0.61093 | 0.18625
369.83 | 4169160 | -11.1997 | -0.61093 | 0.18625
369.83 | 4169160 | -11.1997 | -0.61093 | 0.18625
369.83 | 4169160 | -11.1997 | -0.61093 | 0.18625
369.83 | 4169160 | -11.1997 | -0.61093 | 0.18625
369.83 | 4169160 | -11.1997 | -0.61093 | 0.18625
369.83 | 4169160 | -11.1997 | -0.61093 | 0.18625
369.83 | 4169160 | -11.1997 | -0.61093 | 0.18625
369.83 | 4169160 | -11.1997 | -0.61093 | 0.18625
369.83 | 4169160 | -11.1997 | -0.61093 | 0.18625
369.83 | 4169160 | -11.1997 | -0.61093 | 0.18625
369.83 | 4169160 | -11.1997 | -0.61093 | 0.18625
369.83 | 4169160 | -11.1997 | -0.61093 | 0.18625
369.83 | 4169160 | -11.1997 | -0.61093 | 0.18625
369.83 | 4169160 | -11.1997 | -0.61093 | 0.18625
369.83 | 4169160 | -11.1997 | -0.61093 | 0.18625
369.83 | 4169160 | -11.1997 | -0.61093 | 0.18625
369.83 | 4169160 | -11.1997 | -0.61093 | 0.18625
369.83 | 4169160 | -11.1997 | -0.61093 | 0.18625
369.83 | 4169160 | -11.1997 | -0.61093 | 0.18625
369.83 | 4169160 | -11.1997 | -0.61093 | 0.18625
369.83 | 4169160 | -11.1997 | -0.61093 | 0.18625
369.83 | 4169160 | -11.1997 | -0.61093 | 0.18625
369.83 | 4169160 | -11.1997 | -0.61093 | 0.18625
369.83 | 4169160 | -11.1997 | -0.61093 | 0.18625
369.83 | 4169160 | -11.1997 | -0.61093 | 0.18625
369.83 | 4169160 | -11.1997 | -0.61093 | 0.18625
369.83 | 4169160 | -11.1997 | -0.61093 | 0.18625
369.83 | 4169160 | -11.1997 | -0.61093 | 0.18625
369.83 | 4169160 | -11.1997 | -0.61093 | 0.18625
369.83 | 4169160 | -11.1997 | -0.61093 | 0.18625
369.83 | 4169160 | -11.1997 | -0.61093 | 0.18625
369.83 | 4169160 | -11.1997 | -0.61093 | 0.18625
369.83 | 4169160 | -11.1997 | -0.61093 | 0.18625
369.83 | 4169160 | -11.1997 | -0.61093 | 0.18625
369.83 | 4169160 | -11.1997 | -0.61093 | 0.18625
369.83 | 4169160 | -11.1997 | -0.61093 | 0.18625
369.83 | 4169160 | -11.1997 | -0.61093 | 0.18625
369.83 | 4169160 | -11.1997 | -0.61093 | 0.18625
369.83 | 4169160 | -11.1997 | -0.61093 | 0.18625
369.83 | 4169160 | -11.1997 | -0.61093 | 0.18625
369.83 | 4169160 | -11.1997 | -0.61093 | 0.18625
369.83 | 4169160 | -11.1997 | -0.61093 | 0.18625
369.83 | 4169160 | -11.1997 | -0.61093 | 0.18625
369.83 | 4169160 | -11.1997 | -0.61093 | 0.18625
369.83 | 4169160 | -11.1997 | -0.61093 | 0.18625
369.83 | 4169160 | -11.1997 | -0.61093 | 0.18625
369.83 | 4169160 | -11.1997 | -0.61093 | 0.18625
369.83 | 4169160 | -11.1997 | -0.61093 | 0.18625
369.83 | 4169160 | -11.1997 | -0.61093 | 0.18625
369.83 | 4169160 | -11.1997 | -0.61093 | 0.18625
369.83 | 4169160 | -11.1997 | -0.61093 | 0.18625
369.83 | 4169160 | -11.1997 | -0.61093 | 0.18625
369.83 | 4169160 | -11.1997 | -0.61093 | 0.18625
369.83 | 4169160 | -11.1997 | -0.61093 | 0.18625
369.83 | 4169160 | -11.1997 | -0.61093 | 0.18625
369.83 | 4169160 | -11.1997 | -0.61093 | 0.18625
369.83 | 4169160 | -11.1997 | -0.61093 | 0.18625
369.83 | 4169160 | -11.1997 | -0.61093 | 0.18625
369.83 | 4169160 | -11.1997 | -0.61093 | 0.18625
369.83 | 4169160 | -11.1997 | -0.61093 | 0.18625
369.83 | 4169160 | -11.1997 | -0.61093 | 0.18625
369.83 | 4169160 | -11.1997 | -0.61093 | 0.18625
369.83 | 4169160 | -11.1997 | -0.61093 | 0.18625
369.83 | 4169160 | -11.1997 | -0.61093 | 0.18625
369.83 | 4169160 | -11.1997 | -0.61093 | 0.18625
369.83 | 4169160 | -11.1997 | -0.61093 | 0.18625
369.83 | 4169160 | -11.1997 | -0.61093 | 0.18625
369.83 | 4169160 | -11.1997 | -0.61093 | 0.18625
369.83 | 4169160 | -11.1997 | -0.61093 | 0.18625
369.83 | 4169160 | -11.1997 | -0.61093 | 0.18625
369.83 | 4169160 | -11.1997 | -0.61093 | 0.18625
369.83 | 4169160 | -11.1997 | -0.61093 | 0.18625
369.83 | 4169160 | -11.1997 | -0.61093 | 0.18625
369.83 | 4169160 | -11.1997 | -0.61093 | 0.18625
369.83 | 4169160 | -11.1997 | -0.61093 | 0.18625
369.83 | 4169160 | -11.1997 | -0.61093 | 0.18625
369.83 | 4169160 | -11.1997 | -0.61093 | 0.18625
369.83 | 4169160 | -11.1997 | -0.61093 | 0.18625
369.83 | 4169160 | -11.1997 | -0.61093 | 0.18625
369.83 | 4169160 | -11.1997 | -0.61093 | 0.18625
369.83 | 4169160 | -11.1997 | -0.61093 | 0.18625
369.83 | 4169160 | -11.1997 | -0.61093 | 0.18625
369.83 | 4169160 | -11.1997 | -0.61093 | 0.18625
369.83 | 4169160 | -11.1997 | -0.61093 | 0.18625
369.83 | 4169160 | -11.1997 | -0.61093 | 0.18625
369.83 | 4169160 | -11.1997 | -0.61093 | 0.18625
369.83 | 4169160 | -11.1997 | -0.61093 | 0.18625
369.83 | 4169160 | -11.1997 | -0.61093 | 0.18625
369.83 | 4169160 | -11.1997 | -0.61093 | 0.18625
369.83 | 4169160 | -11.1997 | -0.61093 | 0.18625
369.83 | 4169160 | -11.1997 | -0.61093 | 0.18625
369.83 | 4169160 | -11.1997 | -0.61093 | 0.18625
369.83 | 4169160 | -11.1997 | -0.61093 | 0.18625
369.83 | 4169160 | -11.1997 | -0.61093 | 0.18625
369.83 | 4169160 | -11.1997 | -0.61093 | 0.18625
369.83 | 4169160 | -11.1997 | -0.61093 | 0.18625
369.83 | 4169160 | -11.1997 | -0.61093 | 0.18625
369.83 | 4169160 | -11.1997 | -0.61093 | 0.18625
369.83 | 4169160 | -11.1997 | -0.61093 | 0.18625
369.83 | 4169160 | -11.1997 | -0.61093 | 0.18625
369.83 | 4169160 | -11.1997 | -0.61093 | 0.18625
369.83 | 4169160 | -11.1997 | -0.61093 | 0.18625
369.83 | 4169160 | -11.1997 | -0.61093 | 0.18625
369.83 | 4169160 | -11.1997 | -0.61093 | 0.18625
369.83 | 4169160 | -11.1997 | -0.61093 | 0.18625
369.83 | 4169160 | -11.1997 | -0.61093 | 0.18625
369.83 | 4169160 | -11.1997 | -0.61093 | 0.18625
369.83 | 4169160 | -11.1997 | -0.61093 | 0.18625
369.83 | 4169160 | -11.1997 | -0.61093 | 0.18625
369.83 | 4169160 | -11.1997 | -0.61093 | 0.18625
369.83 | 4169160 | -11.1997 | -0.61093 | 0.18625
369.83 | 4169160 | -11.1997 | -0.61093 | 0.18625
369.83 | 4169160 | -11.1997 | -0.61093 | 0.18625
369.83 | 4169160 | -11.1997 | -0.61093 | 0.18625
369.83 | 4169160 | -11.1997 | -0.61093 | 0.18625
369.83 | 4169160 | -11.1997 | -0.61093 | 0.18625
369.83 | 4169160 | -11.1997 | -0.61093 | 0.18625
369.83 | 4169160 | -11.1997 | -0.61093 | 0.18625
369.83 | 4169160 | -11.1997 | -0.61093 | 0.18625
369.83 | 4169160 | -11.1997 | -0.61093 | 0.18625
369.83 | 4169160 | -11.1997 | -0.61093 | 0.18625
369.83 | 4169160 | -11.1997 | -0.61093 | 0.18625
369.83 | 4169160 | -11.1997 | -0.61093 | 0.18625
369.83 | 4169160 | -11.1997 | -0.61093 | 0.18625
369.83 | 4169160 | -11.1997 | -0.61093 | 0.18625
369.83 | 4169160 | -11.1997 | -0.61093 | 0.18625
369.83 | 4169160 | -11.1997 | -0.61093 | 0.18625
369.83 | 4169160 | -11.1997 | -0.61093 | 0.18625
369.83 | 4169160 | -11.1997 | -0.61093 | 0.18625
369.83 | 4169160 | -11.1997 | -0.61093 | 0.18625
369.83 | 4169160 | -11.1997 | -0.61093 | 0.18625
369.83 | 4169160 | -11.1997 | -0.61093 | 0.18625
369.83 | 4169160 | -11.1997 | -0.61093 | 0.18625
369.83 | 4169160 | -11.1997 | -0.61093 | 0.18625
369.83 | 4169160 | -11.1997 | -0.61093 | 0.18625
369.83 | 4169160 | -11.1997 | -0.61093 | 0.18625
369.83 | 4169160 | -11.1997 | -0.61093 | 0.18625
369.83 | 4169160 | -11.1997 | -0.61093 | 0.18625
369.83 | 4169160 | -11.1997 | -0.61093 | 0.18625
369.83 | 4169160 | -11.1997 | -0.61093 | 0.18625
369.83 | 4169160 | -11.1997 | -0.61093 | 0.18625
369.83 | 4169160 | -11.1997 | -0.61093 | 0.18625
369.83 | 4169160 | -11.1997 | -0.61093 | 0.18625
369.83 | 4169160 | -11.1997 | -0.61093 | 0.18625
369.83 | 4169160 | -11.1997 | -0.61093 | 0.18625
369.83 | 4169160 | -11.1997 | -0.61093 | 0.18625
369.83 | 4169160 | -11.1997 | -0.61093 | 0.18625
369.83 | 4169160 | -11.1997 | -0.61093 | 0.18625
369.83 | 4169160 | -11.1997 | -0.61093 | 0.18625
369.83 | 4169160 | -11.1997 | -0.61093 | 0.18625
369.83 | 4169160 | -11.1997 | -0.61093 | 0.18625
369.83 | 4169160 | -11.1997 | -0.61093 | 0.18625
369.83 | 4169160 | -11.1997 | -0.61093 | 0.18625
369.83 | 4169160 | -11.1997 | -0.61093 | 0.18625
369.83 | 4169160 | -11.1997 | -0.61093 | 0.18625
369.83 | 4169160 | -11.1997 | -0.61093 | 0.18625
369.83 | 4169160 | -11.1997 | -0.61093 | 0.18625
369.83 | 4169160 | -11.1997 | -0.61093 | 0.18625
369.83 | 4169160 | -11.1997 | -0.61093 | 0.18625
369.83 | 4169160 | -11.1997 | -0.61093 | 0.18625
369.83 | 4169160 | -11.1997 | -0.61093 | 0.18625
369.83 | 4169160 | -11.1997 | -0.61093 | 0.18625
369.83 | 4169160 | -11.1997 | -0.61093 | 0.18625
369.83 | 4169160 | -11.1997 | -0.61093 | 0.18625
369.83 | 4169160 | -11.1997 | -0.61093 | 0.18625
369.83 | 4169160 | -11.1997 | -0.61093 | 0.18625
369.83 | 4169160 | -11.1997 | -0.61093 | 0.18625
369.83 | 4169160 | -11.1997 | -0.61093 | 0.18625
369.83 | 4169160 | -11.1997 | -0.61093 | 0.18625
2_comp_out
Tb (K) | Pb (Pa) | Hb (kJ/kg) | Sb (kJ/[kg.K]) | Vb (m3/mol) | Td (K) | Pd (Pa) | Hd (kJ/kg) | Sd (kJ/[kg.K]) | Vd (m3/mol) | Test (K) | Pest (Pa) | TQ (K) | PQ (Pa) | TPIP (K) | PPIP (Pa) | THsI (K) | PHsI (Pa) | THsII (K) | PHsII (Pa) | TDFW (K) | PDFW (Pa) | HDFW (kJ/kg) | SDFW (kJ/[kg.K]) | VDFW (m3/mol) | Tb1 (K) | Pb1 (Pa) | Hb1 (kJ/kg) | Sb1 (kJ/[kg.K]) | Vb1 (m3/mol) | Tb2 (K) | Pb2 (Pa) | Hb2 (kJ/kg) | Sb2 (kJ/[kg.K]) | Vb2 (m3/mol) | SLE L T (K) | SLE L P (Pa) | SLE S T (K) | SLE S P (Pa) | Widom Cp T (K) | Widom Cp P (Pa) | Widom kT T (K) | Widom kT P (Pa) | Widom Avg T (K) | Widom Avg P (Pa)
166.424 | 1589.06 | -657.798 | -2.8764 | 0.067604 | 230.945 | 101325 | -107.247 | -0.40164 | 18.3215 | 0 | 0 |  |  | 0 | 0
167.424 | 1742.91 | -656.001 | -2.8656 | 0.067707 | 236.042 | 126325 | -100.948 | -0.41472 | 14.925
168.424 | 1909.29 | -654.2 | -2.8549 | 0.06781 | 240.408 | 151325 | -95.554 | -0.42468 | 12.6131
169.424 | 2089.02 | -652.394 | -2.8442 | 0.067914 | 241.408 | 157553 | -94.3195 | -0.42681 | 12.147
170.424 | 2282.96 | -650.584 | -2.8336 | 0.068019 | 242.408 | 163977 | -93.0855 | -0.42889 | 11.7019
171.424 | 2491.98 | -648.77 | -2.823 | 0.068124 | 243.408 | 170599 | -91.8522 | -0.43091 | 11.2767
172.424 | 2717.03 | -646.951 | -2.8124 | 0.068229 | 244.408 | 177426 | -90.6195 | -0.43288 | 10.8703
173.424 | 2959.06 | -645.127 | -2.8018 | 0.068335 | 245.408 | 184459 | -89.3877 | -0.4348 | 10.4818
174.424 | 3219.11 | -643.299 | -2.7913 | 0.068442 | 246.408 | 191704 | -88.1568 | -0.43667 | 10.1102
175.424 | 3498.21 | -641.467 | -2.7809 | 0.068549 | 247.408 | 199164 | -86.9268 | -0.43849 | 9.7547
176.424 | 3797.46 | -639.63 | -2.7704 | 0.068657 | 248.408 | 206844 | -85.6979 | -0.44026 | 9.4144
177.424 | 4118.01 | -637.788 | -2.76 | 0.068765 | 249.408 | 214747 | -84.4702 | -0.44198 | 9.0886
178.424 | 4461.03 | -635.941 | -2.7496 | 0.068874 | 250.408 | 222879 | -83.2437 | -0.44366 | 8.7766
179.424 | 4827.76 | -634.09 | -2.7393 | 0.068984 | 251.408 | 231242 | -82.0186 | -0.4453 | 8.4776
180.424 | 5219.47 | -632.234 | -2.729 | 0.069094 | 252.408 | 239841 | -80.795 | -0.44688 | 8.191
181.424 | 5637.48 | -630.373 | -2.7187 | 0.069205 | 253.408 | 248681 | -79.5728 | -0.44843 | 7.9162
182.424 | 6083.15 | -628.507 | -2.7084 | 0.069316 | 254.408 | 257765 | -78.3523 | -0.44993 | 7.6527
183.424 | 6557.9 | -626.635 | -2.6982 | 0.069428 | 255.408 | 267098 | -77.1335 | -0.4514 | 7.3998
184.424 | 7063.19 | -624.759 | -2.688 | 0.06954 | 256.408 | 276684 | -75.9165 | -0.45282 | 7.1571
185.424 | 7600.52 | -622.878 | -2.6778 | 0.069653 | 257.408 | 286528 | -74.7015 | -0.4542 | 6.9241
186.424 | 8171.45 | -620.992 | -2.6677 | 0.069767 | 258.408 | 296633 | -73.4884 | -0.45555 | 6.7004
187.424 | 8777.58 | -619.101 | -2.6576 | 0.069881 | 259.408 | 307004 | -72.2775 | -0.45685 | 6.4854
188.424 | 9420.58 | -617.204 | -2.6475 | 0.069997 | 260.408 | 317645 | -71.0688 | -0.45812 | 6.2788
189.424 | 10102.1 | -615.303 | -2.6374 | 0.070112 | 261.408 | 328561 | -69.8624 | -0.45936 | 6.0802
190.424 | 10824 | -613.396 | -2.6274 | 0.070228 | 262.408 | 339755 | -68.6585 | -0.46056 | 5.8892
191.424 | 11588 | -611.484 | -2.6174 | 0.070346 | 263.408 | 351233 | -67.4571 | -0.46172 | 5.7055
192.424 | 12396 | -609.566 | -2.6074 | 0.070463 | 264.408 | 362999 | -66.2583 | -0.46285 | 5.5288
193.424 | 13249.8 | -607.643 | -2.5974 | 0.070582 | 265.408 | 375057 | -65.0623 | -0.46395 | 5.3587
194.424 | 14151.5 | -605.714 | -2.5875 | 0.070701 | 266.408 | 387411 | -63.8691 | -0.46502 | 5.1949
195.424 | 15103 | -603.78 | -2.5776 | 0.07082 | 267.408 | 400066 | -62.6789 | -0.46605 | 5.0372
196.424 | 16106.4 | -601.84 | -2.5677 | 0.070941 | 268.408 | 413027 | -61.4918 | -0.46706 | 4.8853
197.424 | 17163.7 | -599.895 | -2.5578 | 0.071062 | 269.408 | 426297 | -60.3078 | -0.46803 | 4.7389
198.424 | 18277.2 | -597.945 | -2.548 | 0.071184 | 270.408 | 439882 | -59.1272 | -0.46898 | 4.5978
199.424 | 19449.1 | -595.988 | -2.5382 | 0.071306 | 271.408 | 453785 | -57.95 | -0.4699 | 4.4618
200.424 | 20681.6 | -594.026 | -2.5284 | 0.07143 | 272.408 | 468011 | -56.7763 | -0.4708 | 4.3306
201.424 | 21976.9 | -592.058 | -2.5186 | 0.071554 | 273.408 | 482566 | -55.6064 | -0.47166 | 4.204
202.424 | 23337.6 | -590.084 | -2.5088 | 0.071678 | 274.408 | 497452 | -54.4402 | -0.47251 | 4.0819
203.424 | 24765.9 | -588.104 | -2.4991 | 0.071804 | 275.408 | 512675 | -53.2779 | -0.47332 | 3.9641
204.424 | 26264.3 | -586.119 | -2.4893 | 0.07193 | 276.408 | 528240 | -52.1196 | -0.47412 | 3.8503
205.424 | 27835.4 | -584.127 | -2.4796 | 0.072057 | 277.408 | 544150 | -50.9656 | -0.47489 | 3.7405
206.424 | 29481.6 | -582.13 | -2.4699 | 0.072185 | 278.408 | 560411 | -49.8158 | -0.47564 | 3.6344
207.424 | 31205.6 | -580.126 | -2.4603 | 0.072314 | 279.408 | 577026 | -48.6705 | -0.47636 | 3.5319
208.424 | 33010.1 | -578.117 | -2.4506 | 0.072443 | 280.408 | 594002 | -47.5298 | -0.47707 | 3.4328
209.424 | 34897.7 | -576.101 | -2.441 | 0.072574 | 281.408 | 611341 | -46.3938 | -0.47776 | 3.3371
210.424 | 36871.1 | -574.079 | -2.4314 | 0.072705 | 282.408 | 629049 | -45.2626 | -0.47842 | 3.2445
211.424 | 38933.3 | -572.051 | -2.4218 | 0.072837 | 283.408 | 647130 | -44.1365 | -0.47907 | 3.155
212.424 | 41086.9 | -570.016 | -2.4122 | 0.07297 | 284.408 | 665589 | -43.0155 | -0.47971 | 3.0684
213.424 | 43335 | -567.976 | -2.4026 | 0.073103 | 285.408 | 684431 | -41.8998 | -0.48032 | 2.9846
214.424 | 45680.3 | -565.929 | -2.3931 | 0.073238 | 286.408 | 703660 | -40.7896 | -0.48092 | 2.9035
215.424 | 48126 | -563.875 | -2.3835 | 0.073373 | 287.408 | 723280 | -39.685 | -0.4815 | 2.825
216.424 | 50674.9 | -561.815 | -2.374 | 0.07351 | 288.408 | 743297 | -38.5861 | -0.48207 | 2.749
217.424 | 53330.3 | -559.749 | -2.3645 | 0.073647 | 289.408 | 763716 | -37.4933 | -0.48263 | 2.6754
218.424 | 56095.2 | -557.676 | -2.355 | 0.073785 | 290.408 | 784540 | -36.4065 | -0.48317 | 2.6041
219.424 | 58972.7 | -555.596 | -2.3455 | 0.073924 | 291.408 | 805775 | -35.326 | -0.4837 | 2.535
220.424 | 61966 | -553.51 | -2.3361 | 0.074064 | 292.408 | 827425 | -34.252 | -0.48422 | 2.4681
221.424 | 65078.4 | -551.417 | -2.3266 | 0.074205 | 293.408 | 849494 | -33.1847 | -0.48473 | 2.4032
222.424 | 68313.2 | -549.317 | -2.3172 | 0.074346 | 294.408 | 871989 | -32.1242 | -0.48523 | 2.3403
223.424 | 71673.6 | -547.21 | -2.3078 | 0.074489 | 295.408 | 894913 | -31.0707 | -0.48572 | 2.2793
224.424 | 75163.1 | -545.097 | -2.2984 | 0.074633 | 296.408 | 918271 | -30.0244 | -0.4862 | 2.2201
225.424 | 78784.9 | -542.977 | -2.2889 | 0.074778 | 297.408 | 942068 | -28.9856 | -0.48668 | 2.1627
226.424 | 82542.6 | -540.85 | -2.2796 | 0.074924 | 298.408 | 966308 | -27.9544 | -0.48715 | 2.107
227.424 | 86439.7 | -538.715 | -2.2702 | 0.07507 | 299.408 | 990997 | -26.9311 | -0.48761 | 2.053
228.424 | 90479.5 | -536.574 | -2.2608 | 0.075218 | 300.408 | 1016140 | -25.9158 | -0.48807 | 2.0005
229.424 | 94665.7 | -534.426 | -2.2515 | 0.075367 | 301.408 | 1041740 | -24.9089 | -0.48852 | 1.9496
230.424 | 99001.9 | -532.27 | -2.2421 | 0.075517 | 302.408 | 1067800 | -23.9104 | -0.48897 | 1.9001
231.424 | 103492 | -530.107 | -2.2328 | 0.075668 | 303.408 | 1094330 | -22.9208 | -0.48942 | 1.852
232.424 | 108139 | -527.937 | -2.2235 | 0.07582 | 304.408 | 1121340 | -21.9401 | -0.48987 | 1.8053
233.424 | 112946 | -525.76 | -2.2141 | 0.075973 | 305.408 | 1148820 | -20.9688 | -0.49032 | 1.76
234.424 | 117919 | -523.575 | -2.2048 | 0.076128 | 306.408 | 1176780 | -20.0069 | -0.49077 | 1.7159
235.424 | 123060 | -521.383 | -2.1955 | 0.076283 | 307.408 | 1205230 | -19.0549 | -0.49122 | 1.673
236.424 | 128373 | -519.183 | -2.1863 | 0.07644 | 308.408 | 1234180 | -18.113 | -0.49167 | 1.6313
237.424 | 133861 | -516.976 | -2.177 | 0.076598 | 309.408 | 1263610 | -17.1815 | -0.49212 | 1.5908
238.424 | 139530 | -514.761 | -2.1677 | 0.076757 | 310.408 | 1293560 | -16.2607 | -0.49258 | 1.5514
239.424 | 145382 | -512.539 | -2.1585 | 0.076917 | 311.408 | 1324000 | -15.3508 | -0.49305 | 1.513
240.424 | 151422 | -510.308 | -2.1492 | 0.077078 | 312.408 | 1354970 | -14.4523 | -0.49352 | 1.4757
241.424 | 157653 | -508.07 | -2.1399 | 0.077241 | 313.408 | 1386440 | -13.5655 | -0.494 | 1.4394
242.424 | 164080 | -505.824 | -2.1307 | 0.077405 | 314.408 | 1418440 | -12.6907 | -0.49449 | 1.404
243.424 | 170706 | -503.571 | -2.1215 | 0.07757 | 315.408 | 1450970 | -11.8282 | -0.49499 | 1.3696
244.424 | 177535 | -501.309 | -2.1122 | 0.077737 | 316.408 | 1484030 | -10.9785 | -0.4955 | 1.336
245.424 | 184572 | -499.039 | -2.103 | 0.077905 | 317.408 | 1517620 | -10.142 | -0.49602 | 1.3034
246.424 | 191820 | -496.761 | -2.0938 | 0.078074 | 318.408 | 1551760 | -9.319 | -0.49655 | 1.2716
247.424 | 199284 | -494.475 | -2.0846 | 0.078245 | 319.408 | 1586440 | -8.51 | -0.4971 | 1.2406
248.424 | 206967 | -492.181 | -2.0754 | 0.078417 | 320.408 | 1621680 | -7.7154 | -0.49767 | 1.2104
249.424 | 214874 | -489.878 | -2.0662 | 0.07859 | 321.408 | 1657480 | -6.9357 | -0.49825 | 1.1809
250.424 | 223009 | -487.567 | -2.057 | 0.078765 | 322.408 | 1693830 | -6.1714 | -0.49885 | 1.1522
251.424 | 231376 | -485.248 | -2.0478 | 0.078941 | 323.408 | 1730760 | -5.4229 | -0.49947 | 1.1242
252.424 | 239979 | -482.92 | -2.0386 | 0.079119 | 324.408 | 1768260 | -4.6909 | -0.50011 | 1.0969
253.424 | 248823 | -480.583 | -2.0295 | 0.079298 | 325.408 | 1806330 | -3.9758 | -0.50078 | 1.0703
254.424 | 257911 | -478.238 | -2.0203 | 0.079479 | 326.408 | 1844990 | -3.2783 | -0.50147 | 1.0443
255.424 | 267248 | -475.884 | -2.0111 | 0.079661 | 327.408 | 1884240 | -2.599 | -0.50219 | 1.0189
256.424 | 276838 | -473.521 | -2.0019 | 0.079845 | 328.408 | 1924090 | -1.9384 | -0.50293 | 0.99415
257.424 | 286686 | -471.15 | -1.9928 | 0.08003 | 329.408 | 1964530 | -1.2973 | -0.50371 | 0.96998
258.424 | 296795 | -468.769 | -1.9836 | 0.080217 | 330.408 | 2005580 | -0.6764 | -0.50452 | 0.94637
259.424 | 307170 | -466.38 | -1.9745 | 0.080406 | 331.408 | 2047240 | -0.076429 | -0.50536 | 0.92331
260.424 | 317816 | -463.981 | -1.9653 | 0.080597 | 332.408 | 2089510 | 0.50181 | -0.50624 | 0.90079
261.424 | 328736 | -461.573 | -1.9562 | 0.080789 | 333.408 | 2132410 | 1.0575 | -0.50715 | 0.87878
262.424 | 339935 | -459.156 | -1.947 | 0.080983 | 334.408 | 2175930 | 1.5897 | -0.50811 | 0.85727
263.424 | 351417 | -456.729 | -1.9378 | 0.081178 | 335.408 | 2220090 | 2.0976 | -0.50911 | 0.83623
264.424 | 363188 | -454.293 | -1.9287 | 0.081376 | 336.408 | 2264880 | 2.58 | -0.51016 | 0.81567
265.424 | 375250 | -451.847 | -1.9195 | 0.081575 | 337.408 | 2310320 | 3.0361 | -0.51125 | 0.79556
266.424 | 387609 | -449.392 | -1.9104 | 0.081776 | 338.408 | 2356400 | 3.4645 | -0.5124 | 0.77588
267.424 | 400269 | -446.927 | -1.9012 | 0.081979 | 339.408 | 2403140 | 3.8642 | -0.5136 | 0.75663
268.424 | 413234 | -444.452 | -1.8921 | 0.082184 | 340.408 | 2450540 | 4.2339 | -0.51486 | 0.73779
269.424 | 426510 | -441.968 | -1.8829 | 0.082392 | 341.408 | 2498610 | 4.5721 | -0.51618 | 0.71934
270.424 | 440099 | -439.473 | -1.8738 | 0.082601 | 342.408 | 2547350 | 4.8775 | -0.51757 | 0.70127
271.424 | 454008 | -436.968 | -1.8646 | 0.082812 | 343.408 | 2596770 | 5.1484 | -0.51903 | 0.68357
272.424 | 468239 | -434.453 | -1.8555 | 0.083025 | 344.408 | 2646870 | 5.3831 | -0.52056 | 0.66623
273.424 | 482799 | -431.927 | -1.8463 | 0.08324 | 345.408 | 2697660 | 5.5798 | -0.52217 | 0.64924
274.424 | 497690 | -429.391 | -1.8371 | 0.083458 | 346.408 | 2749150 | 5.7366 | -0.52386 | 0.63257
275.424 | 512919 | -426.844 | -1.828 | 0.083678 | 347.408 | 2801340 | 5.8513 | -0.52565 | 0.61622
276.424 | 528489 | -424.287 | -1.8188 | 0.0839 | 348.408 | 2854230 | 5.9216 | -0.52752 | 0.60018
277.424 | 544405 | -421.719 | -1.8096 | 0.084124 | 349.408 | 2907840 | 5.9449 | -0.5295 | 0.58444
278.424 | 560671 | -419.14 | -1.8005 | 0.084351 | 350.408 | 2962170 | 5.9185 | -0.53159 | 0.56899
279.424 | 577292 | -416.55 | -1.7913 | 0.08458 | 351.408 | 3017230 | 5.8395 | -0.5338 | 0.5538
280.424 | 594273 | -413.949 | -1.7821 | 0.084811 | 352.408 | 3073010 | 5.7045 | -0.53613 | 0.53888
281.424 | 611618 | -411.336 | -1.7729 | 0.085045 | 353.408 | 3129540 | 5.5099 | -0.53859 | 0.52421
282.424 | 629332 | -408.713 | -1.7637 | 0.085282 | 354.408 | 3186810 | 5.2518 | -0.5412 | 0.50978
283.424 | 647419 | -406.077 | -1.7545 | 0.085522 | 355.408 | 3244830 | 4.9258 | -0.54397 | 0.49558
284.424 | 665884 | -403.43 | -1.7453 | 0.085764 | 356.408 | 3303610 | 4.527 | -0.5469 | 0.48159
285.424 | 684732 | -400.771 | -1.7361 | 0.086008 | 357.408 | 3363150 | 4.0501 | -0.55001 | 0.46781
286.424 | 703967 | -398.1 | -1.7269 | 0.086256 | 358.408 | 3423470 | 3.4893 | -0.55332 | 0.45422
287.424 | 723594 | -395.417 | -1.7177 | 0.086506 | 359.408 | 3484560 | 2.8378 | -0.55684 | 0.44082
288.424 | 743618 | -392.721 | -1.7085 | 0.08676 | 360.408 | 3546430 | 2.0887 | -0.5606 | 0.42759
289.424 | 764042 | -390.013 | -1.6992 | 0.087016 | 361.408 | 3609090 | 1.2339 | -0.56461 | 0.41452
290.424 | 784873 | -387.293 | -1.69 | 0.087275 | 362.408 | 3672550 | 0.26485 | -0.56889 | 0.40161
291.424 | 806114 | -384.559 | -1.6807 | 0.087538 | 363.408 | 3736820 | -0.82752 | -0.57347 | 0.38883
292.424 | 827771 | -381.813 | -1.6714 | 0.087804 | 364.408 | 3801890 | -2.0525 | -0.57836 | 0.3762
293.424 | 849847 | -379.053 | -1.6622 | 0.088073 | 365.408 | 3867790 | -3.419 | -0.5836 | 0.36371
294.424 | 872348 | -376.28 | -1.6529 | 0.088345 | 366.408 | 3934500 | -4.9342 | -0.5892 | 0.35136
295.424 | 895279 | -373.494 | -1.6436 | 0.088622 | 367.408 | 4002050 | -6.6009 | -0.59517 | 0.33919
296.424 | 918644 | -370.694 | -1.6343 | 0.088901 | 368.408 | 4070440 | -8.4139 | -0.60148 | 0.32722
297.424 | 942448 | -367.879 | -1.6249 | 0.089184 | 369.408 | 4139670 | -10.3528 | -0.60808 | 0.31554
298.424 | 966696 | -365.051 | -1.6156 | 0.089471 | 370.408 | 4209750 | -12.3729 | -0.61485 | 0.30427
299.424 | 991392 | -362.209 | -1.6063 | 0.089762
300.424 | 1016540 | -359.351 | -1.5969 | 0.090057
301.424 | 1042150 | -356.479 | -1.5875 | 0.090356
302.424 | 1068220 | -353.592 | -1.5781 | 0.090659
303.424 | 1094760 | -350.689 | -1.5687 | 0.090966
304.424 | 1121770 | -347.771 | -1.5593 | 0.091278
305.424 | 1149260 | -344.837 | -1.5499 | 0.091594
306.424 | 1177230 | -341.887 | -1.5404 | 0.091915
307.424 | 1205690 | -338.92 | -1.5309 | 0.092241
308.424 | 1234640 | -335.937 | -1.5214 | 0.092571
309.424 | 1264080 | -332.936 | -1.5119 | 0.092907
310.424 | 1294030 | -329.918 | -1.5024 | 0.093248
311.424 | 1324490 | -326.883 | -1.4928 | 0.093595
312.424 | 1355460 | -323.829 | -1.4832 | 0.093947
313.424 | 1386940 | -320.757 | -1.4736 | 0.094305
314.424 | 1418950 | -317.665 | -1.464 | 0.094669
315.424 | 1451490 | -314.555 | -1.4543 | 0.095039
316.424 | 1484550 | -311.425 | -1.4446 | 0.095416
317.424 | 1518160 | -308.274 | -1.4349 | 0.095799
318.424 | 1552300 | -305.103 | -1.4252 | 0.096189
319.424 | 1587000 | -301.911 | -1.4154 | 0.096586
320.424 | 1622240 | -298.698 | -1.4056 | 0.096991
321.424 | 1658050 | -295.462 | -1.3958 | 0.097403
322.424 | 1694410 | -292.203 | -1.3859 | 0.097823
323.424 | 1731350 | -288.921 | -1.376 | 0.098252
324.424 | 1768850 | -285.615 | -1.366 | 0.098689
325.424 | 1806940 | -282.284 | -1.356 | 0.099135
326.424 | 1845610 | -278.927 | -1.346 | 0.099591
327.424 | 1884870 | -275.545 | -1.3359 | 0.10006
328.424 | 1924720 | -272.136 | -1.3258 | 0.10053
329.424 | 1965170 | -268.698 | -1.3156 | 0.10102
330.424 | 2006230 | -265.233 | -1.3054 | 0.10152
331.424 | 2047900 | -261.737 | -1.2952 | 0.10203
332.424 | 2090190 | -258.211 | -1.2848 | 0.10255
333.424 | 2133090 | -254.652 | -1.2745 | 0.10308
334.424 | 2176620 | -251.061 | -1.264 | 0.10363
335.424 | 2220790 | -247.436 | -1.2535 | 0.10419
336.424 | 2265590 | -243.774 | -1.2429 | 0.10477
337.424 | 2311040 | -240.076 | -1.2323 | 0.10536
338.424 | 2357140 | -236.339 | -1.2216 | 0.10597
339.424 | 2403890 | -232.561 | -1.2107 | 0.1066
340.424 | 2451300 | -228.741 | -1.1999 | 0.10724
341.424 | 2499380 | -224.877 | -1.1889 | 0.10791
342.424 | 2548130 | -220.966 | -1.1778 | 0.1086
343.424 | 2597560 | -217.005 | -1.1666 | 0.10931
344.424 | 2647670 | -212.992 | -1.1553 | 0.11005
345.424 | 2698470 | -208.925 | -1.1439 | 0.11081
346.424 | 2749970 | -204.798 | -1.1324 | 0.1116
347.424 | 2802170 | -200.61 | -1.1207 | 0.11242
348.424 | 2855080 | -196.354 | -1.1089 | 0.11327
349.424 | 2908700 | -192.027 | -1.0969 | 0.11416
350.424 | 2963040 | -187.623 | -1.0848 | 0.11509
351.424 | 3018100 | -183.134 | -1.0724 | 0.11607
352.424 | 3073900 | -178.554 | -1.0599 | 0.11709
353.424 | 3130440 | -173.874 | -1.0471 | 0.11816
354.424 | 3187720 | -169.083 | -1.034 | 0.11929
355.424 | 3245760 | -164.167 | -1.0207 | 0.12049
356.424 | 3304550 | -159.112 | -1.0069 | 0.12176
357.424 | 3364100 | -153.897 | -0.99284 | 0.12312
358.424 | 3424430 | -148.495 | -0.97828 | 0.12457
359.424 | 3485530 | -142.874 | -0.96316 | 0.12614
360.424 | 3547420 | -136.984 | -0.94736 | 0.12784
361.424 | 3610090 | -130.756 | -0.93068 | 0.12971
362.424 | 3673560 | -124.079 | -0.91284 | 0.13177
363.424 | 3737840 | -116.755 | -0.89328 | 0.13408
364.424 | 3802930 | -108.351 | -0.87084 | 0.13671
365.424 | 3868830 | -97.3158 | -0.8413 | 0.13979
366.424 | 3935560 | -4.9594 | -0.58929 | 0.1435
367.424 | 4003130 | -6.6285 | -0.59526 | 0.14824
368.424 | 4071530 | -8.4436 | -0.60158 | 0.15494
368.924 | 4106040 | -9.4004 | -0.60485 | 0.15988
369.377 | 4137520 | -10.2913 | -0.60787 | 0.16668
369.603 | 4153320 | -10.7437 | -0.6094 | 0.17232
369.717 | 4161230 | -10.9713 | -0.61016 | 0.17684
369.773 | 4165200 | -11.0854 | -0.61055 | 0.18026
369.802 | 4167180 | -11.1425 | -0.61074 | 0.18268
369.816 | 4168170 | -11.1711 | -0.61083 | 0.18424
369.823 | 4168670 | -11.1854 | -0.61088 | 0.18517
369.826 | 4168920 | -11.1926 | -0.61091 | 0.18569
369.828 | 4169040 | -11.1961 | -0.61092 | 0.18596
369.829 | 4169100 | -11.1979 | -0.61092 | 0.1861
369.83 | 4169130 | -11.1988 | -0.61093 | 0.18617
369.83 | 4169150 | -11.1993 | -0.61093 | 0.18621
369.83 | 4169160 | -11.1995 | -0.61093 | 0.18623
369.83 | 4169160 | -11.1996 | -0.61093 | 0.18624
369.83 | 4169160 | -11.1997 | -0.61093 | 0.18624
369.83 | 4169160 | -11.1997 | -0.61093 | 0.18624
369.83 | 4169160 | -11.1997 | -0.61093 | 0.18624
369.83 | 4169160 | -11.1997 | -0.61093 | 0.18624
369.83 | 4169160 | -11.1997 | -0.61093 | 0.18624
369.83 | 4169160 | -11.1997 | -0.61093 | 0.18625
369.83 | 4169160 | -11.1997 | -0.61093 | 0.18625
369.83 | 4169160 | -11.1997 | -0.61093 | 0.18625
369.83 | 4169160 | -11.1997 | -0.61093 | 0.18625
369.83 | 4169160 | -11.1997 | -0.61093 | 0.18625
369.83 | 4169160 | -11.1997 | -0.61093 | 0.18625
369.83 | 4169160 | -11.1997 | -0.61093 | 0.18625
369.83 | 4169160 | -11.1997 | -0.61093 | 0.18625
369.83 | 4169160 | -11.1997 | -0.61093 | 0.18625
369.83 | 4169160 | -11.1997 | -0.61093 | 0.18625
369.83 | 4169160 | -11.1997 | -0.61093 | 0.18625
369.83 | 4169160 | -11.1997 | -0.61093 | 0.18625
369.83 | 4169160 | -11.1997 | -0.61093 | 0.18625
369.83 | 4169160 | -11.1997 | -0.61093 | 0.18625
369.83 | 4169160 | -11.1997 | -0.61093 | 0.18625
369.83 | 4169160 | -11.1997 | -0.61093 | 0.18625
369.83 | 4169160 | -11.1997 | -0.61093 | 0.18625
369.83 | 4169160 | -11.1997 | -0.61093 | 0.18625
369.83 | 4169160 | -11.1997 | -0.61093 | 0.18625
369.83 | 4169160 | -11.1997 | -0.61093 | 0.18625
369.83 | 4169160 | -11.1997 | -0.61093 | 0.18625
369.83 | 4169160 | -11.1997 | -0.61093 | 0.18625
369.83 | 4169160 | -11.1997 | -0.61093 | 0.18625
369.83 | 4169160 | -11.1997 | -0.61093 | 0.18625
369.83 | 4169160 | -11.1997 | -0.61093 | 0.18625
369.83 | 4169160 | -11.1997 | -0.61093 | 0.18625
369.83 | 4169160 | -11.1997 | -0.61093 | 0.18625
369.83 | 4169160 | -11.1997 | -0.61093 | 0.18625
369.83 | 4169160 | -11.1997 | -0.61093 | 0.18625
369.83 | 4169160 | -11.1997 | -0.61093 | 0.18625
369.83 | 4169160 | -11.1997 | -0.61093 | 0.18625
369.83 | 4169160 | -11.1997 | -0.61093 | 0.18625
369.83 | 4169160 | -11.1997 | -0.61093 | 0.18625
369.83 | 4169160 | -11.1997 | -0.61093 | 0.18625
369.83 | 4169160 | -11.1997 | -0.61093 | 0.18625
369.83 | 4169160 | -11.1997 | -0.61093 | 0.18625
369.83 | 4169160 | -11.1997 | -0.61093 | 0.18625
369.83 | 4169160 | -11.1997 | -0.61093 | 0.18625
369.83 | 4169160 | -11.1997 | -0.61093 | 0.18625
369.83 | 4169160 | -11.1997 | -0.61093 | 0.18625
369.83 | 4169160 | -11.1997 | -0.61093 | 0.18625
369.83 | 4169160 | -11.1997 | -0.61093 | 0.18625
369.83 | 4169160 | -11.1997 | -0.61093 | 0.18625
369.83 | 4169160 | -11.1997 | -0.61093 | 0.18625
369.83 | 4169160 | -11.1997 | -0.61093 | 0.18625
369.83 | 4169160 | -11.1997 | -0.61093 | 0.18625
369.83 | 4169160 | -11.1997 | -0.61093 | 0.18625
369.83 | 4169160 | -11.1997 | -0.61093 | 0.18625
369.83 | 4169160 | -11.1997 | -0.61093 | 0.18625
369.83 | 4169160 | -11.1997 | -0.61093 | 0.18625
369.83 | 4169160 | -11.1997 | -0.61093 | 0.18625
369.83 | 4169160 | -11.1997 | -0.61093 | 0.18625
369.83 | 4169160 | -11.1997 | -0.61093 | 0.18625
369.83 | 4169160 | -11.1997 | -0.61093 | 0.18625
369.83 | 4169160 | -11.1997 | -0.61093 | 0.18625
369.83 | 4169160 | -11.1997 | -0.61093 | 0.18625
369.83 | 4169160 | -11.1997 | -0.61093 | 0.18625
369.83 | 4169160 | -11.1997 | -0.61093 | 0.18625
369.83 | 4169160 | -11.1997 | -0.61093 | 0.18625
369.83 | 4169160 | -11.1997 | -0.61093 | 0.18625
369.83 | 4169160 | -11.1997 | -0.61093 | 0.18625
369.83 | 4169160 | -11.1997 | -0.61093 | 0.18625
369.83 | 4169160 | -11.1997 | -0.61093 | 0.18625
369.83 | 4169160 | -11.1997 | -0.61093 | 0.18625
369.83 | 4169160 | -11.1997 | -0.61093 | 0.18625
369.83 | 4169160 | -11.1997 | -0.61093 | 0.18625
369.83 | 4169160 | -11.1997 | -0.61093 | 0.18625
369.83 | 4169160 | -11.1997 | -0.61093 | 0.18625
369.83 | 4169160 | -11.1997 | -0.61093 | 0.18625
369.83 | 4169160 | -11.1997 | -0.61093 | 0.18625
369.83 | 4169160 | -11.1997 | -0.61093 | 0.18625
369.83 | 4169160 | -11.1997 | -0.61093 | 0.18625
369.83 | 4169160 | -11.1997 | -0.61093 | 0.18625
369.83 | 4169160 | -11.1997 | -0.61093 | 0.18625
369.83 | 4169160 | -11.1997 | -0.61093 | 0.18625
369.83 | 4169160 | -11.1997 | -0.61093 | 0.18625
369.83 | 4169160 | -11.1997 | -0.61093 | 0.18625
369.83 | 4169160 | -11.1997 | -0.61093 | 0.18625
369.83 | 4169160 | -11.1997 | -0.61093 | 0.18625
369.83 | 4169160 | -11.1997 | -0.61093 | 0.18625
369.83 | 4169160 | -11.1997 | -0.61093 | 0.18625
369.83 | 4169160 | -11.1997 | -0.61093 | 0.18625
369.83 | 4169160 | -11.1997 | -0.61093 | 0.18625
369.83 | 4169160 | -11.1997 | -0.61093 | 0.18625
369.83 | 4169160 | -11.1997 | -0.61093 | 0.18625
369.83 | 4169160 | -11.1997 | -0.61093 | 0.18625
369.83 | 4169160 | -11.1997 | -0.61093 | 0.18625
369.83 | 4169160 | -11.1997 | -0.61093 | 0.18625
369.83 | 4169160 | -11.1997 | -0.61093 | 0.18625
369.83 | 4169160 | -11.1997 | -0.61093 | 0.18625
369.83 | 4169160 | -11.1997 | -0.61093 | 0.18625
369.83 | 4169160 | -11.1997 | -0.61093 | 0.18625
369.83 | 4169160 | -11.1997 | -0.61093 | 0.18625
369.83 | 4169160 | -11.1997 | -0.61093 | 0.18625
369.83 | 4169160 | -11.1997 | -0.61093 | 0.18625
369.83 | 4169160 | -11.1997 | -0.61093 | 0.18625
369.83 | 4169160 | -11.1997 | -0.61093 | 0.18625
369.83 | 4169160 | -11.1997 | -0.61093 | 0.18625
369.83 | 4169160 | -11.1997 | -0.61093 | 0.18625
369.83 | 4169160 | -11.1997 | -0.61093 | 0.18625
369.83 | 4169160 | -11.1997 | -0.61093 | 0.18625
369.83 | 4169160 | -11.1997 | -0.61093 | 0.18625
369.83 | 4169160 | -11.1997 | -0.61093 | 0.18625
369.83 | 4169160 | -11.1997 | -0.61093 | 0.18625
369.83 | 4169160 | -11.1997 | -0.61093 | 0.18625
369.83 | 4169160 | -11.1997 | -0.61093 | 0.18625
369.83 | 4169160 | -11.1997 | -0.61093 | 0.18625
369.83 | 4169160 | -11.1997 | -0.61093 | 0.18625
369.83 | 4169160 | -11.1997 | -0.61093 | 0.18625
369.83 | 4169160 | -11.1997 | -0.61093 | 0.18625
369.83 | 4169160 | -11.1997 | -0.61093 | 0.18625
369.83 | 4169160 | -11.1997 | -0.61093 | 0.18625
369.83 | 4169160 | -11.1997 | -0.61093 | 0.18625
369.83 | 4169160 | -11.1997 | -0.61093 | 0.18625
369.83 | 4169160 | -11.1997 | -0.61093 | 0.18625
369.83 | 4169160 | -11.1997 | -0.61093 | 0.18625
369.83 | 4169160 | -11.1997 | -0.61093 | 0.18625
369.83 | 4169160 | -11.1997 | -0.61093 | 0.18625
369.83 | 4169160 | -11.1997 | -0.61093 | 0.18625
369.83 | 4169160 | -11.1997 | -0.61093 | 0.18625
369.83 | 4169160 | -11.1997 | -0.61093 | 0.18625
369.83 | 4169160 | -11.1997 | -0.61093 | 0.18625
369.83 | 4169160 | -11.1997 | -0.61093 | 0.18625
369.83 | 4169160 | -11.1997 | -0.61093 | 0.18625
369.83 | 4169160 | -11.1997 | -0.61093 | 0.18625
369.83 | 4169160 | -11.1997 | -0.61093 | 0.18625
369.83 | 4169160 | -11.1997 | -0.61093 | 0.18625
369.83 | 4169160 | -11.1997 | -0.61093 | 0.18625
369.83 | 4169160 | -11.1997 | -0.61093 | 0.18625
369.83 | 4169160 | -11.1997 | -0.61093 | 0.18625
369.83 | 4169160 | -11.1997 | -0.61093 | 0.18625
369.83 | 4169160 | -11.1997 | -0.61093 | 0.18625
369.83 | 4169160 | -11.1997 | -0.61093 | 0.18625
369.83 | 4169160 | -11.1997 | -0.61093 | 0.18625
369.83 | 4169160 | -11.1997 | -0.61093 | 0.18625
369.83 | 4169160 | -11.1997 | -0.61093 | 0.18625
369.83 | 4169160 | -11.1997 | -0.61093 | 0.18625
369.83 | 4169160 | -11.1997 | -0.61093 | 0.18625
369.83 | 4169160 | -11.1997 | -0.61093 | 0.18625
369.83 | 4169160 | -11.1997 | -0.61093 | 0.18625
369.83 | 4169160 | -11.1997 | -0.61093 | 0.18625
369.83 | 4169160 | -11.1997 | -0.61093 | 0.18625
369.83 | 4169160 | -11.1997 | -0.61093 | 0.18625
369.83 | 4169160 | -11.1997 | -0.61093 | 0.18625
369.83 | 4169160 | -11.1997 | -0.61093 | 0.18625
369.83 | 4169160 | -11.1997 | -0.61093 | 0.18625
369.83 | 4169160 | -11.1997 | -0.61093 | 0.18625
369.83 | 4169160 | -11.1997 | -0.61093 | 0.18625
369.83 | 4169160 | -11.1997 | -0.61093 | 0.18625
369.83 | 4169160 | -11.1997 | -0.61093 | 0.18625
369.83 | 4169160 | -11.1997 | -0.61093 | 0.18625
369.83 | 4169160 | -11.1997 | -0.61093 | 0.18625
369.83 | 4169160 | -11.1997 | -0.61093 | 0.18625
369.83 | 4169160 | -11.1997 | -0.61093 | 0.18625
369.83 | 4169160 | -11.1997 | -0.61093 | 0.18625
369.83 | 4169160 | -11.1997 | -0.61093 | 0.18625
369.83 | 4169160 | -11.1997 | -0.61093 | 0.18625
369.83 | 4169160 | -11.1997 | -0.61093 | 0.18625
369.83 | 4169160 | -11.1997 | -0.61093 | 0.18625
369.83 | 4169160 | -11.1997 | -0.61093 | 0.18625
369.83 | 4169160 | -11.1997 | -0.61093 | 0.18625
369.83 | 4169160 | -11.1997 | -0.61093 | 0.18625
369.83 | 4169160 | -11.1997 | -0.61093 | 0.18625
369.83 | 4169160 | -11.1997 | -0.61093 | 0.18625
369.83 | 4169160 | -11.1997 | -0.61093 | 0.18625
369.83 | 4169160 | -11.1997 | -0.61093 | 0.18625
369.83 | 4169160 | -11.1997 | -0.61093 | 0.18625
369.83 | 4169160 | -11.1997 | -0.61093 | 0.18625
369.83 | 4169160 | -11.1997 | -0.61093 | 0.18625
369.83 | 4169160 | -11.1997 | -0.61093 | 0.18625
369.83 | 4169160 | -11.1997 | -0.61093 | 0.18625
369.83 | 4169160 | -11.1997 | -0.61093 | 0.18625
369.83 | 4169160 | -11.1997 | -0.61093 | 0.18625
369.83 | 4169160 | -11.1997 | -0.61093 | 0.18625
369.83 | 4169160 | -11.1997 | -0.61093 | 0.18625
369.83 | 4169160 | -11.1997 | -0.61093 | 0.18625
369.83 | 4169160 | -11.1997 | -0.61093 | 0.18625
369.83 | 4169160 | -11.1997 | -0.61093 | 0.18625
369.83 | 4169160 | -11.1997 | -0.61093 | 0.18625
369.83 | 4169160 | -11.1997 | -0.61093 | 0.18625
369.83 | 4169160 | -11.1997 | -0.61093 | 0.18625
369.83 | 4169160 | -11.1997 | -0.61093 | 0.18625
369.83 | 4169160 | -11.1997 | -0.61093 | 0.18625
369.83 | 4169160 | -11.1997 | -0.61093 | 0.18625
369.83 | 4169160 | -11.1997 | -0.61093 | 0.18625
369.83 | 4169160 | -11.1997 | -0.61093 | 0.18625
369.83 | 4169160 | -11.1997 | -0.61093 | 0.18625
369.83 | 4169160 | -11.1997 | -0.61093 | 0.18625
369.83 | 4169160 | -11.1997 | -0.61093 | 0.18625
369.83 | 4169160 | -11.1997 | -0.61093 | 0.18625
369.83 | 4169160 | -11.1997 | -0.61093 | 0.18625
369.83 | 4169160 | -11.1997 | -0.61093 | 0.18625
369.83 | 4169160 | -11.1997 | -0.61093 | 0.18625
369.83 | 4169160 | -11.1997 | -0.61093 | 0.18625
369.83 | 4169160 | -11.1997 | -0.61093 | 0.18625
369.83 | 4169160 | -11.1997 | -0.61093 | 0.18625
369.83 | 4169160 | -11.1997 | -0.61093 | 0.18625
369.83 | 4169160 | -11.1997 | -0.61093 | 0.18625
369.83 | 4169160 | -11.1997 | -0.61093 | 0.18625
369.83 | 4169160 | -11.1997 | -0.61093 | 0.18625
369.83 | 4169160 | -11.1997 | -0.61093 | 0.18625
369.83 | 4169160 | -11.1997 | -0.61093 | 0.18625
369.83 | 4169160 | -11.1997 | -0.61093 | 0.18625
369.83 | 4169160 | -11.1997 | -0.61093 | 0.18625
369.83 | 4169160 | -11.1997 | -0.61093 | 0.18625
369.83 | 4169160 | -11.1997 | -0.61093 | 0.18625
369.83 | 4169160 | -11.1997 | -0.61093 | 0.18625
369.83 | 4169160 | -11.1997 | -0.61093 | 0.18625
369.83 | 4169160 | -11.1997 | -0.61093 | 0.18625
369.83 | 4169160 | -11.1997 | -0.61093 | 0.18625
369.83 | 4169160 | -11.1997 | -0.61093 | 0.18625
369.83 | 4169160 | -11.1997 | -0.61093 | 0.18625
369.83 | 4169160 | -11.1997 | -0.61093 | 0.18625
369.83 | 4169160 | -11.1997 | -0.61093 | 0.18625
369.83 | 4169160 | -11.1997 | -0.61093 | 0.18625
369.83 | 4169160 | -11.1997 | -0.61093 | 0.18625
369.83 | 4169160 | -11.1997 | -0.61093 | 0.18625
369.83 | 4169160 | -11.1997 | -0.61093 | 0.18625
369.83 | 4169160 | -11.1997 | -0.61093 | 0.18625
369.83 | 4169160 | -11.1997 | -0.61093 | 0.18625
369.83 | 4169160 | -11.1997 | -0.61093 | 0.18625
369.83 | 4169160 | -11.1997 | -0.61093 | 0.18625
369.83 | 4169160 | -11.1997 | -0.61093 | 0.18625
369.83 | 4169160 | -11.1997 | -0.61093 | 0.18625
369.83 | 4169160 | -11.1997 | -0.61093 | 0.18625
369.83 | 4169160 | -11.1997 | -0.61093 | 0.18625
369.83 | 4169160 | -11.1997 | -0.61093 | 0.18625
369.83 | 4169160 | -11.1997 | -0.61093 | 0.18625
369.83 | 4169160 | -11.1997 | -0.61093 | 0.18625
369.83 | 4169160 | -11.1997 | -0.61093 | 0.18625
369.83 | 4169160 | -11.1997 | -0.61093 | 0.18625
369.83 | 4169160 | -11.1997 | -0.61093 | 0.18625
369.83 | 4169160 | -11.1997 | -0.61093 | 0.18625
369.83 | 4169160 | -11.1997 | -0.61093 | 0.18625
369.83 | 4169160 | -11.1997 | -0.61093 | 0.18625
369.83 | 4169160 | -11.1997 | -0.61093 | 0.18625
369.83 | 4169160 | -11.1997 | -0.61093 | 0.18625
369.83 | 4169160 | -11.1997 | -0.61093 | 0.18625
369.83 | 4169160 | -11.1997 | -0.61093 | 0.18625
369.83 | 4169160 | -11.1997 | -0.61093 | 0.18625
369.83 | 4169160 | -11.1997 | -0.61093 | 0.18625
369.83 | 4169160 | -11.1997 | -0.61093 | 0.18625
369.83 | 4169160 | -11.1997 | -0.61093 | 0.18625
369.83 | 4169160 | -11.1997 | -0.61093 | 0.18625
369.83 | 4169160 | -11.1997 | -0.61093 | 0.18625
369.83 | 4169160 | -11.1997 | -0.61093 | 0.18625
369.83 | 4169160 | -11.1997 | -0.61093 | 0.18625
369.83 | 4169160 | -11.1997 | -0.61093 | 0.18625
369.83 | 4169160 | -11.1997 | -0.61093 | 0.18625
369.83 | 4169160 | -11.1997 | -0.61093 | 0.18625
369.83 | 4169160 | -11.1997 | -0.61093 | 0.18625
369.83 | 4169160 | -11.1997 | -0.61093 | 0.18625
369.83 | 4169160 | -11.1997 | -0.61093 | 0.18625
369.83 | 4169160 | -11.1997 | -0.61093 | 0.18625
369.83 | 4169160 | -11.1997 | -0.61093 | 0.18625
369.83 | 4169160 | -11.1997 | -0.61093 | 0.18625
369.83 | 4169160 | -11.1997 | -0.61093 | 0.18625
369.83 | 4169160 | -11.1997 | -0.61093 | 0.18625
369.83 | 4169160 | -11.1997 | -0.61093 | 0.18625
369.83 | 4169160 | -11.1997 | -0.61093 | 0.18625
369.83 | 4169160 | -11.1997 | -0.61093 | 0.18625
369.83 | 4169160 | -11.1997 | -0.61093 | 0.18625
369.83 | 4169160 | -11.1997 | -0.61093 | 0.18625
369.83 | 4169160 | -11.1997 | -0.61093 | 0.18625
369.83 | 4169160 | -11.1997 | -0.61093 | 0.18625
369.83 | 4169160 | -11.1997 | -0.61093 | 0.18625
369.83 | 4169160 | -11.1997 | -0.61093 | 0.18625
369.83 | 4169160 | -11.1997 | -0.61093 | 0.18625
369.83 | 4169160 | -11.1997 | -0.61093 | 0.18625
369.83 | 4169160 | -11.1997 | -0.61093 | 0.18625
369.83 | 4169160 | -11.1997 | -0.61093 | 0.18625
369.83 | 4169160 | -11.1997 | -0.61093 | 0.18625
369.83 | 4169160 | -11.1997 | -0.61093 | 0.18625
369.83 | 4169160 | -11.1997 | -0.61093 | 0.18625
369.83 | 4169160 | -11.1997 | -0.61093 | 0.18625
369.83 | 4169160 | -11.1997 | -0.61093 | 0.18625
369.83 | 4169160 | -11.1997 | -0.61093 | 0.18625
3_cond_out
Tb (K) | Pb (Pa) | Hb (kJ/kg) | Sb (kJ/[kg.K]) | Vb (m3/mol) | Td (K) | Pd (Pa) | Hd (kJ/kg) | Sd (kJ/[kg.K]) | Vd (m3/mol) | Test (K) | Pest (Pa) | TQ (K) | PQ (Pa) | TPIP (K) | PPIP (Pa) | THsI (K) | PHsI (Pa) | THsII (K) | PHsII (Pa) | TDFW (K) | PDFW (Pa) | HDFW (kJ/kg) | SDFW (kJ/[kg.K]) | VDFW (m3/mol) | Tb1 (K) | Pb1 (Pa) | Hb1 (kJ/kg) | Sb1 (kJ/[kg.K]) | Vb1 (m3/mol) | Tb2 (K) | Pb2 (Pa) | Hb2 (kJ/kg) | Sb2 (kJ/[kg.K]) | Vb2 (m3/mol) | SLE L T (K) | SLE L P (Pa) | SLE S T (K) | SLE S P (Pa) | Widom Cp T (K) | Widom Cp P (Pa) | Widom kT T (K) | Widom kT P (Pa) | Widom Avg T (K) | Widom Avg P (Pa)
166.424 | 1589.06 | -657.798 | -2.8764 | 0.067604 | 230.945 | 101325 | -107.247 | -0.40164 | 18.3215 | 0 | 0 |  |  | 0 | 0
167.424 | 1742.91 | -656.001 | -2.8656 | 0.067707 | 236.042 | 126325 | -100.948 | -0.41472 | 14.925
168.424 | 1909.29 | -654.2 | -2.8549 | 0.06781 | 240.408 | 151325 | -95.554 | -0.42468 | 12.6131
169.424 | 2089.02 | -652.394 | -2.8442 | 0.067914 | 241.408 | 157553 | -94.3195 | -0.42681 | 12.147
170.424 | 2282.96 | -650.584 | -2.8336 | 0.068019 | 242.408 | 163977 | -93.0855 | -0.42889 | 11.7019
171.424 | 2491.98 | -648.77 | -2.823 | 0.068124 | 243.408 | 170599 | -91.8522 | -0.43091 | 11.2767
172.424 | 2717.03 | -646.951 | -2.8124 | 0.068229 | 244.408 | 177426 | -90.6195 | -0.43288 | 10.8703
173.424 | 2959.06 | -645.127 | -2.8018 | 0.068335 | 245.408 | 184459 | -89.3877 | -0.4348 | 10.4818
174.424 | 3219.11 | -643.299 | -2.7913 | 0.068442 | 246.408 | 191704 | -88.1568 | -0.43667 | 10.1102
175.424 | 3498.21 | -641.467 | -2.7809 | 0.068549 | 247.408 | 199164 | -86.9268 | -0.43849 | 9.7547
176.424 | 3797.46 | -639.63 | -2.7704 | 0.068657 | 248.408 | 206844 | -85.6979 | -0.44026 | 9.4144
177.424 | 4118.01 | -637.788 | -2.76 | 0.068765 | 249.408 | 214747 | -84.4702 | -0.44198 | 9.0886
178.424 | 4461.03 | -635.941 | -2.7496 | 0.068874 | 250.408 | 222879 | -83.2437 | -0.44366 | 8.7766
179.424 | 4827.76 | -634.09 | -2.7393 | 0.068984 | 251.408 | 231242 | -82.0186 | -0.4453 | 8.4776
180.424 | 5219.47 | -632.234 | -2.729 | 0.069094 | 252.408 | 239841 | -80.795 | -0.44688 | 8.191
181.424 | 5637.48 | -630.373 | -2.7187 | 0.069205 | 253.408 | 248681 | -79.5728 | -0.44843 | 7.9162
182.424 | 6083.15 | -628.507 | -2.7084 | 0.069316 | 254.408 | 257765 | -78.3523 | -0.44993 | 7.6527
183.424 | 6557.9 | -626.635 | -2.6982 | 0.069428 | 255.408 | 267098 | -77.1335 | -0.4514 | 7.3998
184.424 | 7063.19 | -624.759 | -2.688 | 0.06954 | 256.408 | 276684 | -75.9165 | -0.45282 | 7.1571
185.424 | 7600.52 | -622.878 | -2.6778 | 0.069653 | 257.408 | 286528 | -74.7015 | -0.4542 | 6.9241
186.424 | 8171.45 | -620.992 | -2.6677 | 0.069767 | 258.408 | 296633 | -73.4884 | -0.45555 | 6.7004
187.424 | 8777.58 | -619.101 | -2.6576 | 0.069881 | 259.408 | 307004 | -72.2775 | -0.45685 | 6.4854
188.424 | 9420.58 | -617.204 | -2.6475 | 0.069997 | 260.408 | 317645 | -71.0688 | -0.45812 | 6.2788
189.424 | 10102.1 | -615.303 | -2.6374 | 0.070112 | 261.408 | 328561 | -69.8624 | -0.45936 | 6.0802
190.424 | 10824 | -613.396 | -2.6274 | 0.070228 | 262.408 | 339755 | -68.6585 | -0.46056 | 5.8892
191.424 | 11588 | -611.484 | -2.6174 | 0.070346 | 263.408 | 351233 | -67.4571 | -0.46172 | 5.7055
192.424 | 12396 | -609.566 | -2.6074 | 0.070463 | 264.408 | 362999 | -66.2583 | -0.46285 | 5.5288
193.424 | 13249.8 | -607.643 | -2.5974 | 0.070582 | 265.408 | 375057 | -65.0623 | -0.46395 | 5.3587
194.424 | 14151.5 | -605.714 | -2.5875 | 0.070701 | 266.408 | 387411 | -63.8691 | -0.46502 | 5.1949
195.424 | 15103 | -603.78 | -2.5776 | 0.07082 | 267.408 | 400066 | -62.6789 | -0.46605 | 5.0372
196.424 | 16106.4 | -601.84 | -2.5677 | 0.070941 | 268.408 | 413027 | -61.4918 | -0.46706 | 4.8853
197.424 | 17163.7 | -599.895 | -2.5578 | 0.071062 | 269.408 | 426297 | -60.3078 | -0.46803 | 4.7389
198.424 | 18277.2 | -597.945 | -2.548 | 0.071184 | 270.408 | 439882 | -59.1272 | -0.46898 | 4.5978
199.424 | 19449.1 | -595.988 | -2.5382 | 0.071306 | 271.408 | 453785 | -57.95 | -0.4699 | 4.4618
200.424 | 20681.6 | -594.026 | -2.5284 | 0.07143 | 272.408 | 468011 | -56.7763 | -0.4708 | 4.3306
201.424 | 21976.9 | -592.058 | -2.5186 | 0.071554 | 273.408 | 482566 | -55.6064 | -0.47166 | 4.204
202.424 | 23337.6 | -590.084 | -2.5088 | 0.071678 | 274.408 | 497452 | -54.4402 | -0.47251 | 4.0819
203.424 | 24765.9 | -588.104 | -2.4991 | 0.071804 | 275.408 | 512675 | -53.2779 | -0.47332 | 3.9641
204.424 | 26264.3 | -586.119 | -2.4893 | 0.07193 | 276.408 | 528240 | -52.1196 | -0.47412 | 3.8503
205.424 | 27835.4 | -584.127 | -2.4796 | 0.072057 | 277.408 | 544150 | -50.9656 | -0.47489 | 3.7405
206.424 | 29481.6 | -582.13 | -2.4699 | 0.072185 | 278.408 | 560411 | -49.8158 | -0.47564 | 3.6344
207.424 | 31205.6 | -580.126 | -2.4603 | 0.072314 | 279.408 | 577026 | -48.6705 | -0.47636 | 3.5319
208.424 | 33010.1 | -578.117 | -2.4506 | 0.072443 | 280.408 | 594002 | -47.5298 | -0.47707 | 3.4328
209.424 | 34897.7 | -576.101 | -2.441 | 0.072574 | 281.408 | 611341 | -46.3938 | -0.47776 | 3.3371
210.424 | 36871.1 | -574.079 | -2.4314 | 0.072705 | 282.408 | 629049 | -45.2626 | -0.47842 | 3.2445
211.424 | 38933.3 | -572.051 | -2.4218 | 0.072837 | 283.408 | 647130 | -44.1365 | -0.47907 | 3.155
212.424 | 41086.9 | -570.016 | -2.4122 | 0.07297 | 284.408 | 665589 | -43.0155 | -0.47971 | 3.0684
213.424 | 43335 | -567.976 | -2.4026 | 0.073103 | 285.408 | 684431 | -41.8998 | -0.48032 | 2.9846
214.424 | 45680.3 | -565.929 | -2.3931 | 0.073238 | 286.408 | 703660 | -40.7896 | -0.48092 | 2.9035
215.424 | 48126 | -563.875 | -2.3835 | 0.073373 | 287.408 | 723280 | -39.685 | -0.4815 | 2.825
216.424 | 50674.9 | -561.815 | -2.374 | 0.07351 | 288.408 | 743297 | -38.5861 | -0.48207 | 2.749
217.424 | 53330.3 | -559.749 | -2.3645 | 0.073647 | 289.408 | 763716 | -37.4933 | -0.48263 | 2.6754
218.424 | 56095.2 | -557.676 | -2.355 | 0.073785 | 290.408 | 784540 | -36.4065 | -0.48317 | 2.6041
219.424 | 58972.7 | -555.596 | -2.3455 | 0.073924 | 291.408 | 805775 | -35.326 | -0.4837 | 2.535
220.424 | 61966 | -553.51 | -2.3361 | 0.074064 | 292.408 | 827425 | -34.252 | -0.48422 | 2.4681
221.424 | 65078.4 | -551.417 | -2.3266 | 0.074205 | 293.408 | 849494 | -33.1847 | -0.48473 | 2.4032
222.424 | 68313.2 | -549.317 | -2.3172 | 0.074346 | 294.408 | 871989 | -32.1242 | -0.48523 | 2.3403
223.424 | 71673.6 | -547.21 | -2.3078 | 0.074489 | 295.408 | 894913 | -31.0707 | -0.48572 | 2.2793
224.424 | 75163.1 | -545.097 | -2.2984 | 0.074633 | 296.408 | 918271 | -30.0244 | -0.4862 | 2.2201
225.424 | 78784.9 | -542.977 | -2.2889 | 0.074778 | 297.408 | 942068 | -28.9856 | -0.48668 | 2.1627
226.424 | 82542.6 | -540.85 | -2.2796 | 0.074924 | 298.408 | 966308 | -27.9544 | -0.48715 | 2.107
227.424 | 86439.7 | -538.715 | -2.2702 | 0.07507 | 299.408 | 990997 | -26.9311 | -0.48761 | 2.053
228.424 | 90479.5 | -536.574 | -2.2608 | 0.075218 | 300.408 | 1016140 | -25.9158 | -0.48807 | 2.0005
229.424 | 94665.7 | -534.426 | -2.2515 | 0.075367 | 301.408 | 1041740 | -24.9089 | -0.48852 | 1.9496
230.424 | 99001.9 | -532.27 | -2.2421 | 0.075517 | 302.408 | 1067800 | -23.9104 | -0.48897 | 1.9001
231.424 | 103492 | -530.107 | -2.2328 | 0.075668 | 303.408 | 1094330 | -22.9208 | -0.48942 | 1.852
232.424 | 108139 | -527.937 | -2.2235 | 0.07582 | 304.408 | 1121340 | -21.9401 | -0.48987 | 1.8053
233.424 | 112946 | -525.76 | -2.2141 | 0.075973 | 305.408 | 1148820 | -20.9688 | -0.49032 | 1.76
234.424 | 117919 | -523.575 | -2.2048 | 0.076128 | 306.408 | 1176780 | -20.0069 | -0.49077 | 1.7159
235.424 | 123060 | -521.383 | -2.1955 | 0.076283 | 307.408 | 1205230 | -19.0549 | -0.49122 | 1.673
236.424 | 128373 | -519.183 | -2.1863 | 0.07644 | 308.408 | 1234180 | -18.113 | -0.49167 | 1.6313
237.424 | 133861 | -516.976 | -2.177 | 0.076598 | 309.408 | 1263610 | -17.1815 | -0.49212 | 1.5908
238.424 | 139530 | -514.761 | -2.1677 | 0.076757 | 310.408 | 1293560 | -16.2607 | -0.49258 | 1.5514
239.424 | 145382 | -512.539 | -2.1585 | 0.076917 | 311.408 | 1324000 | -15.3508 | -0.49305 | 1.513
240.424 | 151422 | -510.308 | -2.1492 | 0.077078 | 312.408 | 1354970 | -14.4523 | -0.49352 | 1.4757
241.424 | 157653 | -508.07 | -2.1399 | 0.077241 | 313.408 | 1386440 | -13.5655 | -0.494 | 1.4394
242.424 | 164080 | -505.824 | -2.1307 | 0.077405 | 314.408 | 1418440 | -12.6907 | -0.49449 | 1.404
243.424 | 170706 | -503.571 | -2.1215 | 0.07757 | 315.408 | 1450970 | -11.8282 | -0.49499 | 1.3696
244.424 | 177535 | -501.309 | -2.1122 | 0.077737 | 316.408 | 1484030 | -10.9785 | -0.4955 | 1.336
245.424 | 184572 | -499.039 | -2.103 | 0.077905 | 317.408 | 1517620 | -10.142 | -0.49602 | 1.3034
246.424 | 191820 | -496.761 | -2.0938 | 0.078074 | 318.408 | 1551760 | -9.319 | -0.49655 | 1.2716
247.424 | 199284 | -494.475 | -2.0846 | 0.078245 | 319.408 | 1586440 | -8.51 | -0.4971 | 1.2406
248.424 | 206967 | -492.181 | -2.0754 | 0.078417 | 320.408 | 1621680 | -7.7154 | -0.49767 | 1.2104
249.424 | 214874 | -489.878 | -2.0662 | 0.07859 | 321.408 | 1657480 | -6.9357 | -0.49825 | 1.1809
250.424 | 223009 | -487.567 | -2.057 | 0.078765 | 322.408 | 1693830 | -6.1714 | -0.49885 | 1.1522
251.424 | 231376 | -485.248 | -2.0478 | 0.078941 | 323.408 | 1730760 | -5.4229 | -0.49947 | 1.1242
252.424 | 239979 | -482.92 | -2.0386 | 0.079119 | 324.408 | 1768260 | -4.6909 | -0.50011 | 1.0969
253.424 | 248823 | -480.583 | -2.0295 | 0.079298 | 325.408 | 1806330 | -3.9758 | -0.50078 | 1.0703
254.424 | 257911 | -478.238 | -2.0203 | 0.079479 | 326.408 | 1844990 | -3.2783 | -0.50147 | 1.0443
255.424 | 267248 | -475.884 | -2.0111 | 0.079661 | 327.408 | 1884240 | -2.599 | -0.50219 | 1.0189
256.424 | 276838 | -473.521 | -2.0019 | 0.079845 | 328.408 | 1924090 | -1.9384 | -0.50293 | 0.99415
257.424 | 286686 | -471.15 | -1.9928 | 0.08003 | 329.408 | 1964530 | -1.2973 | -0.50371 | 0.96998
258.424 | 296795 | -468.769 | -1.9836 | 0.080217 | 330.408 | 2005580 | -0.6764 | -0.50452 | 0.94637
259.424 | 307170 | -466.38 | -1.9745 | 0.080406 | 331.408 | 2047240 | -0.076429 | -0.50536 | 0.92331
260.424 | 317816 | -463.981 | -1.9653 | 0.080597 | 332.408 | 2089510 | 0.50181 | -0.50624 | 0.90079
261.424 | 328736 | -461.573 | -1.9562 | 0.080789 | 333.408 | 2132410 | 1.0575 | -0.50715 | 0.87878
262.424 | 339935 | -459.156 | -1.947 | 0.080983 | 334.408 | 2175930 | 1.5897 | -0.50811 | 0.85727
263.424 | 351417 | -456.729 | -1.9378 | 0.081178 | 335.408 | 2220090 | 2.0976 | -0.50911 | 0.83623
264.424 | 363188 | -454.293 | -1.9287 | 0.081376 | 336.408 | 2264880 | 2.58 | -0.51016 | 0.81567
265.424 | 375250 | -451.847 | -1.9195 | 0.081575 | 337.408 | 2310320 | 3.0361 | -0.51125 | 0.79556
266.424 | 387609 | -449.392 | -1.9104 | 0.081776 | 338.408 | 2356400 | 3.4645 | -0.5124 | 0.77588
267.424 | 400269 | -446.927 | -1.9012 | 0.081979 | 339.408 | 2403140 | 3.8642 | -0.5136 | 0.75663
268.424 | 413234 | -444.452 | -1.8921 | 0.082184 | 340.408 | 2450540 | 4.2339 | -0.51486 | 0.73779
269.424 | 426510 | -441.968 | -1.8829 | 0.082392 | 341.408 | 2498610 | 4.5721 | -0.51618 | 0.71934
270.424 | 440099 | -439.473 | -1.8738 | 0.082601 | 342.408 | 2547350 | 4.8775 | -0.51757 | 0.70127
271.424 | 454008 | -436.968 | -1.8646 | 0.082812 | 343.408 | 2596770 | 5.1484 | -0.51903 | 0.68357
272.424 | 468239 | -434.453 | -1.8555 | 0.083025 | 344.408 | 2646870 | 5.3831 | -0.52056 | 0.66623
273.424 | 482799 | -431.927 | -1.8463 | 0.08324 | 345.408 | 2697660 | 5.5798 | -0.52217 | 0.64924
274.424 | 497690 | -429.391 | -1.8371 | 0.083458 | 346.408 | 2749150 | 5.7366 | -0.52386 | 0.63257
275.424 | 512919 | -426.844 | -1.828 | 0.083678 | 347.408 | 2801340 | 5.8513 | -0.52565 | 0.61622
276.424 | 528489 | -424.287 | -1.8188 | 0.0839 | 348.408 | 2854230 | 5.9216 | -0.52752 | 0.60018
277.424 | 544405 | -421.719 | -1.8096 | 0.084124 | 349.408 | 2907840 | 5.9449 | -0.5295 | 0.58444
278.424 | 560671 | -419.14 | -1.8005 | 0.084351 | 350.408 | 2962170 | 5.9185 | -0.53159 | 0.56899
279.424 | 577292 | -416.55 | -1.7913 | 0.08458 | 351.408 | 3017230 | 5.8395 | -0.5338 | 0.5538
280.424 | 594273 | -413.949 | -1.7821 | 0.084811 | 352.408 | 3073010 | 5.7045 | -0.53613 | 0.53888
281.424 | 611618 | -411.336 | -1.7729 | 0.085045 | 353.408 | 3129540 | 5.5099 | -0.53859 | 0.52421
282.424 | 629332 | -408.713 | -1.7637 | 0.085282 | 354.408 | 3186810 | 5.2518 | -0.5412 | 0.50978
283.424 | 647419 | -406.077 | -1.7545 | 0.085522 | 355.408 | 3244830 | 4.9258 | -0.54397 | 0.49558
284.424 | 665884 | -403.43 | -1.7453 | 0.085764 | 356.408 | 3303610 | 4.527 | -0.5469 | 0.48159
285.424 | 684732 | -400.771 | -1.7361 | 0.086008 | 357.408 | 3363150 | 4.0501 | -0.55001 | 0.46781
286.424 | 703967 | -398.1 | -1.7269 | 0.086256 | 358.408 | 3423470 | 3.4893 | -0.55332 | 0.45422
287.424 | 723594 | -395.417 | -1.7177 | 0.086506 | 359.408 | 3484560 | 2.8378 | -0.55684 | 0.44082
288.424 | 743618 | -392.721 | -1.7085 | 0.08676 | 360.408 | 3546430 | 2.0887 | -0.5606 | 0.42759
289.424 | 764042 | -390.013 | -1.6992 | 0.087016 | 361.408 | 3609090 | 1.2339 | -0.56461 | 0.41452
290.424 | 784873 | -387.293 | -1.69 | 0.087275 | 362.408 | 3672550 | 0.26485 | -0.56889 | 0.40161
291.424 | 806114 | -384.559 | -1.6807 | 0.087538 | 363.408 | 3736820 | -0.82752 | -0.57347 | 0.38883
292.424 | 827771 | -381.813 | -1.6714 | 0.087804 | 364.408 | 3801890 | -2.0525 | -0.57836 | 0.3762
293.424 | 849847 | -379.053 | -1.6622 | 0.088073 | 365.408 | 3867790 | -3.419 | -0.5836 | 0.36371
294.424 | 872348 | -376.28 | -1.6529 | 0.088345 | 366.408 | 3934500 | -4.9342 | -0.5892 | 0.35136
295.424 | 895279 | -373.494 | -1.6436 | 0.088622 | 367.408 | 4002050 | -6.6009 | -0.59517 | 0.33919
296.424 | 918644 | -370.694 | -1.6343 | 0.088901 | 368.408 | 4070440 | -8.4139 | -0.60148 | 0.32722
297.424 | 942448 | -367.879 | -1.6249 | 0.089184 | 369.408 | 4139670 | -10.3528 | -0.60808 | 0.31554
298.424 | 966696 | -365.051 | -1.6156 | 0.089471 | 370.408 | 4209750 | -12.3729 | -0.61485 | 0.30427
299.424 | 991392 | -362.209 | -1.6063 | 0.089762
300.424 | 1016540 | -359.351 | -1.5969 | 0.090057
301.424 | 1042150 | -356.479 | -1.5875 | 0.090356
302.424 | 1068220 | -353.592 | -1.5781 | 0.090659
303.424 | 1094760 | -350.689 | -1.5687 | 0.090966
304.424 | 1121770 | -347.771 | -1.5593 | 0.091278
305.424 | 1149260 | -344.837 | -1.5499 | 0.091594
306.424 | 1177230 | -341.887 | -1.5404 | 0.091915
307.424 | 1205690 | -338.92 | -1.5309 | 0.092241
308.424 | 1234640 | -335.937 | -1.5214 | 0.092571
309.424 | 1264080 | -332.936 | -1.5119 | 0.092907
310.424 | 1294030 | -329.918 | -1.5024 | 0.093248
311.424 | 1324490 | -326.883 | -1.4928 | 0.093595
312.424 | 1355460 | -323.829 | -1.4832 | 0.093947
313.424 | 1386940 | -320.757 | -1.4736 | 0.094305
314.424 | 1418950 | -317.665 | -1.464 | 0.094669
315.424 | 1451490 | -314.555 | -1.4543 | 0.095039
316.424 | 1484550 | -311.425 | -1.4446 | 0.095416
317.424 | 1518160 | -308.274 | -1.4349 | 0.095799
318.424 | 1552300 | -305.103 | -1.4252 | 0.096189
319.424 | 1587000 | -301.911 | -1.4154 | 0.096586
320.424 | 1622240 | -298.698 | -1.4056 | 0.096991
321.424 | 1658050 | -295.462 | -1.3958 | 0.097403
322.424 | 1694410 | -292.203 | -1.3859 | 0.097823
323.424 | 1731350 | -288.921 | -1.376 | 0.098252
324.424 | 1768850 | -285.615 | -1.366 | 0.098689
325.424 | 1806940 | -282.284 | -1.356 | 0.099135
326.424 | 1845610 | -278.927 | -1.346 | 0.099591
327.424 | 1884870 | -275.545 | -1.3359 | 0.10006
328.424 | 1924720 | -272.136 | -1.3258 | 0.10053
329.424 | 1965170 | -268.698 | -1.3156 | 0.10102
330.424 | 2006230 | -265.233 | -1.3054 | 0.10152
331.424 | 2047900 | -261.737 | -1.2952 | 0.10203
332.424 | 2090190 | -258.211 | -1.2848 | 0.10255
333.424 | 2133090 | -254.652 | -1.2745 | 0.10308
334.424 | 2176620 | -251.061 | -1.264 | 0.10363
335.424 | 2220790 | -247.436 | -1.2535 | 0.10419
336.424 | 2265590 | -243.774 | -1.2429 | 0.10477
337.424 | 2311040 | -240.076 | -1.2323 | 0.10536
338.424 | 2357140 | -236.339 | -1.2216 | 0.10597
339.424 | 2403890 | -232.561 | -1.2107 | 0.1066
340.424 | 2451300 | -228.741 | -1.1999 | 0.10724
341.424 | 2499380 | -224.877 | -1.1889 | 0.10791
342.424 | 2548130 | -220.966 | -1.1778 | 0.1086
343.424 | 2597560 | -217.005 | -1.1666 | 0.10931
344.424 | 2647670 | -212.992 | -1.1553 | 0.11005
345.424 | 2698470 | -208.925 | -1.1439 | 0.11081
346.424 | 2749970 | -204.798 | -1.1324 | 0.1116
347.424 | 2802170 | -200.61 | -1.1207 | 0.11242
348.424 | 2855080 | -196.354 | -1.1089 | 0.11327
349.424 | 2908700 | -192.027 | -1.0969 | 0.11416
350.424 | 2963040 | -187.623 | -1.0848 | 0.11509
351.424 | 3018100 | -183.134 | -1.0724 | 0.11607
352.424 | 3073900 | -178.554 | -1.0599 | 0.11709
353.424 | 3130440 | -173.874 | -1.0471 | 0.11816
354.424 | 3187720 | -169.083 | -1.034 | 0.11929
355.424 | 3245760 | -164.167 | -1.0207 | 0.12049
356.424 | 3304550 | -159.112 | -1.0069 | 0.12176
357.424 | 3364100 | -153.897 | -0.99284 | 0.12312
358.424 | 3424430 | -148.495 | -0.97828 | 0.12457
359.424 | 3485530 | -142.874 | -0.96316 | 0.12614
360.424 | 3547420 | -136.984 | -0.94736 | 0.12784
361.424 | 3610090 | -130.756 | -0.93068 | 0.12971
362.424 | 3673560 | -124.079 | -0.91284 | 0.13177
363.424 | 3737840 | -116.755 | -0.89328 | 0.13408
364.424 | 3802930 | -108.351 | -0.87084 | 0.13671
365.424 | 3868830 | -97.3158 | -0.8413 | 0.13979
366.424 | 3935560 | -4.9594 | -0.58929 | 0.1435
367.424 | 4003130 | -6.6285 | -0.59526 | 0.14824
368.424 | 4071530 | -8.4436 | -0.60158 | 0.15494
368.924 | 4106040 | -9.4004 | -0.60485 | 0.15988
369.377 | 4137520 | -10.2913 | -0.60787 | 0.16668
369.603 | 4153320 | -10.7437 | -0.6094 | 0.17232
369.717 | 4161230 | -10.9713 | -0.61016 | 0.17684
369.773 | 4165200 | -11.0854 | -0.61055 | 0.18026
369.802 | 4167180 | -11.1425 | -0.61074 | 0.18268
369.816 | 4168170 | -11.1711 | -0.61083 | 0.18424
369.823 | 4168670 | -11.1854 | -0.61088 | 0.18517
369.826 | 4168920 | -11.1926 | -0.61091 | 0.18569
369.828 | 4169040 | -11.1961 | -0.61092 | 0.18596
369.829 | 4169100 | -11.1979 | -0.61092 | 0.1861
369.83 | 4169130 | -11.1988 | -0.61093 | 0.18617
369.83 | 4169150 | -11.1993 | -0.61093 | 0.18621
369.83 | 4169160 | -11.1995 | -0.61093 | 0.18623
369.83 | 4169160 | -11.1996 | -0.61093 | 0.18624
369.83 | 4169160 | -11.1997 | -0.61093 | 0.18624
369.83 | 4169160 | -11.1997 | -0.61093 | 0.18624
369.83 | 4169160 | -11.1997 | -0.61093 | 0.18624
369.83 | 4169160 | -11.1997 | -0.61093 | 0.18624
369.83 | 4169160 | -11.1997 | -0.61093 | 0.18624
369.83 | 4169160 | -11.1997 | -0.61093 | 0.18625
369.83 | 4169160 | -11.1997 | -0.61093 | 0.18625
369.83 | 4169160 | -11.1997 | -0.61093 | 0.18625
369.83 | 4169160 | -11.1997 | -0.61093 | 0.18625
369.83 | 4169160 | -11.1997 | -0.61093 | 0.18625
369.83 | 4169160 | -11.1997 | -0.61093 | 0.18625
369.83 | 4169160 | -11.1997 | -0.61093 | 0.18625
369.83 | 4169160 | -11.1997 | -0.61093 | 0.18625
369.83 | 4169160 | -11.1997 | -0.61093 | 0.18625
369.83 | 4169160 | -11.1997 | -0.61093 | 0.18625
369.83 | 4169160 | -11.1997 | -0.61093 | 0.18625
369.83 | 4169160 | -11.1997 | -0.61093 | 0.18625
369.83 | 4169160 | -11.1997 | -0.61093 | 0.18625
369.83 | 4169160 | -11.1997 | -0.61093 | 0.18625
369.83 | 4169160 | -11.1997 | -0.61093 | 0.18625
369.83 | 4169160 | -11.1997 | -0.61093 | 0.18625
369.83 | 4169160 | -11.1997 | -0.61093 | 0.18625
369.83 | 4169160 | -11.1997 | -0.61093 | 0.18625
369.83 | 4169160 | -11.1997 | -0.61093 | 0.18625
369.83 | 4169160 | -11.1997 | -0.61093 | 0.18625
369.83 | 4169160 | -11.1997 | -0.61093 | 0.18625
369.83 | 4169160 | -11.1997 | -0.61093 | 0.18625
369.83 | 4169160 | -11.1997 | -0.61093 | 0.18625
369.83 | 4169160 | -11.1997 | -0.61093 | 0.18625
369.83 | 4169160 | -11.1997 | -0.61093 | 0.18625
369.83 | 4169160 | -11.1997 | -0.61093 | 0.18625
369.83 | 4169160 | -11.1997 | -0.61093 | 0.18625
369.83 | 4169160 | -11.1997 | -0.61093 | 0.18625
369.83 | 4169160 | -11.1997 | -0.61093 | 0.18625
369.83 | 4169160 | -11.1997 | -0.61093 | 0.18625
369.83 | 4169160 | -11.1997 | -0.61093 | 0.18625
369.83 | 4169160 | -11.1997 | -0.61093 | 0.18625
369.83 | 4169160 | -11.1997 | -0.61093 | 0.18625
369.83 | 4169160 | -11.1997 | -0.61093 | 0.18625
369.83 | 4169160 | -11.1997 | -0.61093 | 0.18625
369.83 | 4169160 | -11.1997 | -0.61093 | 0.18625
369.83 | 4169160 | -11.1997 | -0.61093 | 0.18625
369.83 | 4169160 | -11.1997 | -0.61093 | 0.18625
369.83 | 4169160 | -11.1997 | -0.61093 | 0.18625
369.83 | 4169160 | -11.1997 | -0.61093 | 0.18625
369.83 | 4169160 | -11.1997 | -0.61093 | 0.18625
369.83 | 4169160 | -11.1997 | -0.61093 | 0.18625
369.83 | 4169160 | -11.1997 | -0.61093 | 0.18625
369.83 | 4169160 | -11.1997 | -0.61093 | 0.18625
369.83 | 4169160 | -11.1997 | -0.61093 | 0.18625
369.83 | 4169160 | -11.1997 | -0.61093 | 0.18625
369.83 | 4169160 | -11.1997 | -0.61093 | 0.18625
369.83 | 4169160 | -11.1997 | -0.61093 | 0.18625
369.83 | 4169160 | -11.1997 | -0.61093 | 0.18625
369.83 | 4169160 | -11.1997 | -0.61093 | 0.18625
369.83 | 4169160 | -11.1997 | -0.61093 | 0.18625
369.83 | 4169160 | -11.1997 | -0.61093 | 0.18625
369.83 | 4169160 | -11.1997 | -0.61093 | 0.18625
369.83 | 4169160 | -11.1997 | -0.61093 | 0.18625
369.83 | 4169160 | -11.1997 | -0.61093 | 0.18625
369.83 | 4169160 | -11.1997 | -0.61093 | 0.18625
369.83 | 4169160 | -11.1997 | -0.61093 | 0.18625
369.83 | 4169160 | -11.1997 | -0.61093 | 0.18625
369.83 | 4169160 | -11.1997 | -0.61093 | 0.18625
369.83 | 4169160 | -11.1997 | -0.61093 | 0.18625
369.83 | 4169160 | -11.1997 | -0.61093 | 0.18625
369.83 | 4169160 | -11.1997 | -0.61093 | 0.18625
369.83 | 4169160 | -11.1997 | -0.61093 | 0.18625
369.83 | 4169160 | -11.1997 | -0.61093 | 0.18625
369.83 | 4169160 | -11.1997 | -0.61093 | 0.18625
369.83 | 4169160 | -11.1997 | -0.61093 | 0.18625
369.83 | 4169160 | -11.1997 | -0.61093 | 0.18625
369.83 | 4169160 | -11.1997 | -0.61093 | 0.18625
369.83 | 4169160 | -11.1997 | -0.61093 | 0.18625
369.83 | 4169160 | -11.1997 | -0.61093 | 0.18625
369.83 | 4169160 | -11.1997 | -0.61093 | 0.18625
369.83 | 4169160 | -11.1997 | -0.61093 | 0.18625
369.83 | 4169160 | -11.1997 | -0.61093 | 0.18625
369.83 | 4169160 | -11.1997 | -0.61093 | 0.18625
369.83 | 4169160 | -11.1997 | -0.61093 | 0.18625
369.83 | 4169160 | -11.1997 | -0.61093 | 0.18625
369.83 | 4169160 | -11.1997 | -0.61093 | 0.18625
369.83 | 4169160 | -11.1997 | -0.61093 | 0.18625
369.83 | 4169160 | -11.1997 | -0.61093 | 0.18625
369.83 | 4169160 | -11.1997 | -0.61093 | 0.18625
369.83 | 4169160 | -11.1997 | -0.61093 | 0.18625
369.83 | 4169160 | -11.1997 | -0.61093 | 0.18625
369.83 | 4169160 | -11.1997 | -0.61093 | 0.18625
369.83 | 4169160 | -11.1997 | -0.61093 | 0.18625
369.83 | 4169160 | -11.1997 | -0.61093 | 0.18625
369.83 | 4169160 | -11.1997 | -0.61093 | 0.18625
369.83 | 4169160 | -11.1997 | -0.61093 | 0.18625
369.83 | 4169160 | -11.1997 | -0.61093 | 0.18625
369.83 | 4169160 | -11.1997 | -0.61093 | 0.18625
369.83 | 4169160 | -11.1997 | -0.61093 | 0.18625
369.83 | 4169160 | -11.1997 | -0.61093 | 0.18625
369.83 | 4169160 | -11.1997 | -0.61093 | 0.18625
369.83 | 4169160 | -11.1997 | -0.61093 | 0.18625
369.83 | 4169160 | -11.1997 | -0.61093 | 0.18625
369.83 | 4169160 | -11.1997 | -0.61093 | 0.18625
369.83 | 4169160 | -11.1997 | -0.61093 | 0.18625
369.83 | 4169160 | -11.1997 | -0.61093 | 0.18625
369.83 | 4169160 | -11.1997 | -0.61093 | 0.18625
369.83 | 4169160 | -11.1997 | -0.61093 | 0.18625
369.83 | 4169160 | -11.1997 | -0.61093 | 0.18625
369.83 | 4169160 | -11.1997 | -0.61093 | 0.18625
369.83 | 4169160 | -11.1997 | -0.61093 | 0.18625
369.83 | 4169160 | -11.1997 | -0.61093 | 0.18625
369.83 | 4169160 | -11.1997 | -0.61093 | 0.18625
369.83 | 4169160 | -11.1997 | -0.61093 | 0.18625
369.83 | 4169160 | -11.1997 | -0.61093 | 0.18625
369.83 | 4169160 | -11.1997 | -0.61093 | 0.18625
369.83 | 4169160 | -11.1997 | -0.61093 | 0.18625
369.83 | 4169160 | -11.1997 | -0.61093 | 0.18625
369.83 | 4169160 | -11.1997 | -0.61093 | 0.18625
369.83 | 4169160 | -11.1997 | -0.61093 | 0.18625
369.83 | 4169160 | -11.1997 | -0.61093 | 0.18625
369.83 | 4169160 | -11.1997 | -0.61093 | 0.18625
369.83 | 4169160 | -11.1997 | -0.61093 | 0.18625
369.83 | 4169160 | -11.1997 | -0.61093 | 0.18625
369.83 | 4169160 | -11.1997 | -0.61093 | 0.18625
369.83 | 4169160 | -11.1997 | -0.61093 | 0.18625
369.83 | 4169160 | -11.1997 | -0.61093 | 0.18625
369.83 | 4169160 | -11.1997 | -0.61093 | 0.18625
369.83 | 4169160 | -11.1997 | -0.61093 | 0.18625
369.83 | 4169160 | -11.1997 | -0.61093 | 0.18625
369.83 | 4169160 | -11.1997 | -0.61093 | 0.18625
369.83 | 4169160 | -11.1997 | -0.61093 | 0.18625
369.83 | 4169160 | -11.1997 | -0.61093 | 0.18625
369.83 | 4169160 | -11.1997 | -0.61093 | 0.18625
369.83 | 4169160 | -11.1997 | -0.61093 | 0.18625
369.83 | 4169160 | -11.1997 | -0.61093 | 0.18625
369.83 | 4169160 | -11.1997 | -0.61093 | 0.18625
369.83 | 4169160 | -11.1997 | -0.61093 | 0.18625
369.83 | 4169160 | -11.1997 | -0.61093 | 0.18625
369.83 | 4169160 | -11.1997 | -0.61093 | 0.18625
369.83 | 4169160 | -11.1997 | -0.61093 | 0.18625
369.83 | 4169160 | -11.1997 | -0.61093 | 0.18625
369.83 | 4169160 | -11.1997 | -0.61093 | 0.18625
369.83 | 4169160 | -11.1997 | -0.61093 | 0.18625
369.83 | 4169160 | -11.1997 | -0.61093 | 0.18625
369.83 | 4169160 | -11.1997 | -0.61093 | 0.18625
369.83 | 4169160 | -11.1997 | -0.61093 | 0.18625
369.83 | 4169160 | -11.1997 | -0.61093 | 0.18625
369.83 | 4169160 | -11.1997 | -0.61093 | 0.18625
369.83 | 4169160 | -11.1997 | -0.61093 | 0.18625
369.83 | 4169160 | -11.1997 | -0.61093 | 0.18625
369.83 | 4169160 | -11.1997 | -0.61093 | 0.18625
369.83 | 4169160 | -11.1997 | -0.61093 | 0.18625
369.83 | 4169160 | -11.1997 | -0.61093 | 0.18625
369.83 | 4169160 | -11.1997 | -0.61093 | 0.18625
369.83 | 4169160 | -11.1997 | -0.61093 | 0.18625
369.83 | 4169160 | -11.1997 | -0.61093 | 0.18625
369.83 | 4169160 | -11.1997 | -0.61093 | 0.18625
369.83 | 4169160 | -11.1997 | -0.61093 | 0.18625
369.83 | 4169160 | -11.1997 | -0.61093 | 0.18625
369.83 | 4169160 | -11.1997 | -0.61093 | 0.18625
369.83 | 4169160 | -11.1997 | -0.61093 | 0.18625
369.83 | 4169160 | -11.1997 | -0.61093 | 0.18625
369.83 | 4169160 | -11.1997 | -0.61093 | 0.18625
369.83 | 4169160 | -11.1997 | -0.61093 | 0.18625
369.83 | 4169160 | -11.1997 | -0.61093 | 0.18625
369.83 | 4169160 | -11.1997 | -0.61093 | 0.18625
369.83 | 4169160 | -11.1997 | -0.61093 | 0.18625
369.83 | 4169160 | -11.1997 | -0.61093 | 0.18625
369.83 | 4169160 | -11.1997 | -0.61093 | 0.18625
369.83 | 4169160 | -11.1997 | -0.61093 | 0.18625
369.83 | 4169160 | -11.1997 | -0.61093 | 0.18625
369.83 | 4169160 | -11.1997 | -0.61093 | 0.18625
369.83 | 4169160 | -11.1997 | -0.61093 | 0.18625
369.83 | 4169160 | -11.1997 | -0.61093 | 0.18625
369.83 | 4169160 | -11.1997 | -0.61093 | 0.18625
369.83 | 4169160 | -11.1997 | -0.61093 | 0.18625
369.83 | 4169160 | -11.1997 | -0.61093 | 0.18625
369.83 | 4169160 | -11.1997 | -0.61093 | 0.18625
369.83 | 4169160 | -11.1997 | -0.61093 | 0.18625
369.83 | 4169160 | -11.1997 | -0.61093 | 0.18625
369.83 | 4169160 | -11.1997 | -0.61093 | 0.18625
369.83 | 4169160 | -11.1997 | -0.61093 | 0.18625
369.83 | 4169160 | -11.1997 | -0.61093 | 0.18625
369.83 | 4169160 | -11.1997 | -0.61093 | 0.18625
369.83 | 4169160 | -11.1997 | -0.61093 | 0.18625
369.83 | 4169160 | -11.1997 | -0.61093 | 0.18625
369.83 | 4169160 | -11.1997 | -0.61093 | 0.18625
369.83 | 4169160 | -11.1997 | -0.61093 | 0.18625
369.83 | 4169160 | -11.1997 | -0.61093 | 0.18625
369.83 | 4169160 | -11.1997 | -0.61093 | 0.18625
369.83 | 4169160 | -11.1997 | -0.61093 | 0.18625
369.83 | 4169160 | -11.1997 | -0.61093 | 0.18625
369.83 | 4169160 | -11.1997 | -0.61093 | 0.18625
369.83 | 4169160 | -11.1997 | -0.61093 | 0.18625
369.83 | 4169160 | -11.1997 | -0.61093 | 0.18625
369.83 | 4169160 | -11.1997 | -0.61093 | 0.18625
369.83 | 4169160 | -11.1997 | -0.61093 | 0.18625
369.83 | 4169160 | -11.1997 | -0.61093 | 0.18625
369.83 | 4169160 | -11.1997 | -0.61093 | 0.18625
369.83 | 4169160 | -11.1997 | -0.61093 | 0.18625
369.83 | 4169160 | -11.1997 | -0.61093 | 0.18625
369.83 | 4169160 | -11.1997 | -0.61093 | 0.18625
369.83 | 4169160 | -11.1997 | -0.61093 | 0.18625
369.83 | 4169160 | -11.1997 | -0.61093 | 0.18625
369.83 | 4169160 | -11.1997 | -0.61093 | 0.18625
369.83 | 4169160 | -11.1997 | -0.61093 | 0.18625
369.83 | 4169160 | -11.1997 | -0.61093 | 0.18625
369.83 | 4169160 | -11.1997 | -0.61093 | 0.18625
369.83 | 4169160 | -11.1997 | -0.61093 | 0.18625
369.83 | 4169160 | -11.1997 | -0.61093 | 0.18625
369.83 | 4169160 | -11.1997 | -0.61093 | 0.18625
369.83 | 4169160 | -11.1997 | -0.61093 | 0.18625
369.83 | 4169160 | -11.1997 | -0.61093 | 0.18625
369.83 | 4169160 | -11.1997 | -0.61093 | 0.18625
369.83 | 4169160 | -11.1997 | -0.61093 | 0.18625
369.83 | 4169160 | -11.1997 | -0.61093 | 0.18625
369.83 | 4169160 | -11.1997 | -0.61093 | 0.18625
369.83 | 4169160 | -11.1997 | -0.61093 | 0.18625
369.83 | 4169160 | -11.1997 | -0.61093 | 0.18625
369.83 | 4169160 | -11.1997 | -0.61093 | 0.18625
369.83 | 4169160 | -11.1997 | -0.61093 | 0.18625
369.83 | 4169160 | -11.1997 | -0.61093 | 0.18625
369.83 | 4169160 | -11.1997 | -0.61093 | 0.18625
369.83 | 4169160 | -11.1997 | -0.61093 | 0.18625
369.83 | 4169160 | -11.1997 | -0.61093 | 0.18625
369.83 | 4169160 | -11.1997 | -0.61093 | 0.18625
369.83 | 4169160 | -11.1997 | -0.61093 | 0.18625
369.83 | 4169160 | -11.1997 | -0.61093 | 0.18625
369.83 | 4169160 | -11.1997 | -0.61093 | 0.18625
369.83 | 4169160 | -11.1997 | -0.61093 | 0.18625
369.83 | 4169160 | -11.1997 | -0.61093 | 0.18625
369.83 | 4169160 | -11.1997 | -0.61093 | 0.18625
369.83 | 4169160 | -11.1997 | -0.61093 | 0.18625
369.83 | 4169160 | -11.1997 | -0.61093 | 0.18625
369.83 | 4169160 | -11.1997 | -0.61093 | 0.18625
369.83 | 4169160 | -11.1997 | -0.61093 | 0.18625
369.83 | 4169160 | -11.1997 | -0.61093 | 0.18625
369.83 | 4169160 | -11.1997 | -0.61093 | 0.18625
369.83 | 4169160 | -11.1997 | -0.61093 | 0.18625
369.83 | 4169160 | -11.1997 | -0.61093 | 0.18625
369.83 | 4169160 | -11.1997 | -0.61093 | 0.18625
369.83 | 4169160 | -11.1997 | -0.61093 | 0.18625
369.83 | 4169160 | -11.1997 | -0.61093 | 0.18625
369.83 | 4169160 | -11.1997 | -0.61093 | 0.18625
369.83 | 4169160 | -11.1997 | -0.61093 | 0.18625
369.83 | 4169160 | -11.1997 | -0.61093 | 0.18625
369.83 | 4169160 | -11.1997 | -0.61093 | 0.18625
369.83 | 4169160 | -11.1997 | -0.61093 | 0.18625
369.83 | 4169160 | -11.1997 | -0.61093 | 0.18625
369.83 | 4169160 | -11.1997 | -0.61093 | 0.18625
369.83 | 4169160 | -11.1997 | -0.61093 | 0.18625
369.83 | 4169160 | -11.1997 | -0.61093 | 0.18625
369.83 | 4169160 | -11.1997 | -0.61093 | 0.18625
369.83 | 4169160 | -11.1997 | -0.61093 | 0.18625
369.83 | 4169160 | -11.1997 | -0.61093 | 0.18625
369.83 | 4169160 | -11.1997 | -0.61093 | 0.18625
369.83 | 4169160 | -11.1997 | -0.61093 | 0.18625
369.83 | 4169160 | -11.1997 | -0.61093 | 0.18625
369.83 | 4169160 | -11.1997 | -0.61093 | 0.18625
369.83 | 4169160 | -11.1997 | -0.61093 | 0.18625
369.83 | 4169160 | -11.1997 | -0.61093 | 0.18625
369.83 | 4169160 | -11.1997 | -0.61093 | 0.18625
369.83 | 4169160 | -11.1997 | -0.61093 | 0.18625
369.83 | 4169160 | -11.1997 | -0.61093 | 0.18625
369.83 | 4169160 | -11.1997 | -0.61093 | 0.18625
369.83 | 4169160 | -11.1997 | -0.61093 | 0.18625
369.83 | 4169160 | -11.1997 | -0.61093 | 0.18625
369.83 | 4169160 | -11.1997 | -0.61093 | 0.18625
369.83 | 4169160 | -11.1997 | -0.61093 | 0.18625
369.83 | 4169160 | -11.1997 | -0.61093 | 0.18625
369.83 | 4169160 | -11.1997 | -0.61093 | 0.18625
369.83 | 4169160 | -11.1997 | -0.61093 | 0.18625
369.83 | 4169160 | -11.1997 | -0.61093 | 0.18625
369.83 | 4169160 | -11.1997 | -0.61093 | 0.18625
369.83 | 4169160 | -11.1997 | -0.61093 | 0.18625
369.83 | 4169160 | -11.1997 | -0.61093 | 0.18625
369.83 | 4169160 | -11.1997 | -0.61093 | 0.18625
369.83 | 4169160 | -11.1997 | -0.61093 | 0.18625
369.83 | 4169160 | -11.1997 | -0.61093 | 0.18625
369.83 | 4169160 | -11.1997 | -0.61093 | 0.18625
369.83 | 4169160 | -11.1997 | -0.61093 | 0.18625
369.83 | 4169160 | -11.1997 | -0.61093 | 0.18625
369.83 | 4169160 | -11.1997 | -0.61093 | 0.18625
369.83 | 4169160 | -11.1997 | -0.61093 | 0.18625
369.83 | 4169160 | -11.1997 | -0.61093 | 0.18625
4_valve_out
Tb (K) | Pb (Pa) | Hb (kJ/kg) | Sb (kJ/[kg.K]) | Vb (m3/mol) | Td (K) | Pd (Pa) | Hd (kJ/kg) | Sd (kJ/[kg.K]) | Vd (m3/mol) | Test (K) | Pest (Pa) | TQ (K) | PQ (Pa) | TPIP (K) | PPIP (Pa) | THsI (K) | PHsI (Pa) | THsII (K) | PHsII (Pa) | TDFW (K) | PDFW (Pa) | HDFW (kJ/kg) | SDFW (kJ/[kg.K]) | VDFW (m3/mol) | Tb1 (K) | Pb1 (Pa) | Hb1 (kJ/kg) | Sb1 (kJ/[kg.K]) | Vb1 (m3/mol) | Tb2 (K) | Pb2 (Pa) | Hb2 (kJ/kg) | Sb2 (kJ/[kg.K]) | Vb2 (m3/mol) | SLE L T (K) | SLE L P (Pa) | SLE S T (K) | SLE S P (Pa) | Widom Cp T (K) | Widom Cp P (Pa) | Widom kT T (K) | Widom kT P (Pa) | Widom Avg T (K) | Widom Avg P (Pa)
166.424 | 1589.06 | -657.798 | -2.8764 | 0.067604 | 230.945 | 101325 | -107.247 | -0.40164 | 18.3215 | 0 | 0 |  |  | 0 | 0
167.424 | 1742.91 | -656.001 | -2.8656 | 0.067707 | 236.042 | 126325 | -100.948 | -0.41472 | 14.925
168.424 | 1909.29 | -654.2 | -2.8549 | 0.06781 | 240.408 | 151325 | -95.554 | -0.42468 | 12.6131
169.424 | 2089.02 | -652.394 | -2.8442 | 0.067914 | 241.408 | 157553 | -94.3195 | -0.42681 | 12.147
170.424 | 2282.96 | -650.584 | -2.8336 | 0.068019 | 242.408 | 163977 | -93.0855 | -0.42889 | 11.7019
171.424 | 2491.98 | -648.77 | -2.823 | 0.068124 | 243.408 | 170599 | -91.8522 | -0.43091 | 11.2767
172.424 | 2717.03 | -646.951 | -2.8124 | 0.068229 | 244.408 | 177426 | -90.6195 | -0.43288 | 10.8703
173.424 | 2959.06 | -645.127 | -2.8018 | 0.068335 | 245.408 | 184459 | -89.3877 | -0.4348 | 10.4818
174.424 | 3219.11 | -643.299 | -2.7913 | 0.068442 | 246.408 | 191704 | -88.1568 | -0.43667 | 10.1102
175.424 | 3498.21 | -641.467 | -2.7809 | 0.068549 | 247.408 | 199164 | -86.9268 | -0.43849 | 9.7547
176.424 | 3797.46 | -639.63 | -2.7704 | 0.068657 | 248.408 | 206844 | -85.6979 | -0.44026 | 9.4144
177.424 | 4118.01 | -637.788 | -2.76 | 0.068765 | 249.408 | 214747 | -84.4702 | -0.44198 | 9.0886
178.424 | 4461.03 | -635.941 | -2.7496 | 0.068874 | 250.408 | 222879 | -83.2437 | -0.44366 | 8.7766
179.424 | 4827.76 | -634.09 | -2.7393 | 0.068984 | 251.408 | 231242 | -82.0186 | -0.4453 | 8.4776
180.424 | 5219.47 | -632.234 | -2.729 | 0.069094 | 252.408 | 239841 | -80.795 | -0.44688 | 8.191
181.424 | 5637.48 | -630.373 | -2.7187 | 0.069205 | 253.408 | 248681 | -79.5728 | -0.44843 | 7.9162
182.424 | 6083.15 | -628.507 | -2.7084 | 0.069316 | 254.408 | 257765 | -78.3523 | -0.44993 | 7.6527
183.424 | 6557.9 | -626.635 | -2.6982 | 0.069428 | 255.408 | 267098 | -77.1335 | -0.4514 | 7.3998
184.424 | 7063.19 | -624.759 | -2.688 | 0.06954 | 256.408 | 276684 | -75.9165 | -0.45282 | 7.1571
185.424 | 7600.52 | -622.878 | -2.6778 | 0.069653 | 257.408 | 286528 | -74.7015 | -0.4542 | 6.9241
186.424 | 8171.45 | -620.992 | -2.6677 | 0.069767 | 258.408 | 296633 | -73.4884 | -0.45555 | 6.7004
187.424 | 8777.58 | -619.101 | -2.6576 | 0.069881 | 259.408 | 307004 | -72.2775 | -0.45685 | 6.4854
188.424 | 9420.58 | -617.204 | -2.6475 | 0.069997 | 260.408 | 317645 | -71.0688 | -0.45812 | 6.2788
189.424 | 10102.1 | -615.303 | -2.6374 | 0.070112 | 261.408 | 328561 | -69.8624 | -0.45936 | 6.0802
190.424 | 10824 | -613.396 | -2.6274 | 0.070228 | 262.408 | 339755 | -68.6585 | -0.46056 | 5.8892
191.424 | 11588 | -611.484 | -2.6174 | 0.070346 | 263.408 | 351233 | -67.4571 | -0.46172 | 5.7055
192.424 | 12396 | -609.566 | -2.6074 | 0.070463 | 264.408 | 362999 | -66.2583 | -0.46285 | 5.5288
193.424 | 13249.8 | -607.643 | -2.5974 | 0.070582 | 265.408 | 375057 | -65.0623 | -0.46395 | 5.3587
194.424 | 14151.5 | -605.714 | -2.5875 | 0.070701 | 266.408 | 387411 | -63.8691 | -0.46502 | 5.1949
195.424 | 15103 | -603.78 | -2.5776 | 0.07082 | 267.408 | 400066 | -62.6789 | -0.46605 | 5.0372
196.424 | 16106.4 | -601.84 | -2.5677 | 0.070941 | 268.408 | 413027 | -61.4918 | -0.46706 | 4.8853
197.424 | 17163.7 | -599.895 | -2.5578 | 0.071062 | 269.408 | 426297 | -60.3078 | -0.46803 | 4.7389
198.424 | 18277.2 | -597.945 | -2.548 | 0.071184 | 270.408 | 439882 | -59.1272 | -0.46898 | 4.5978
199.424 | 19449.1 | -595.988 | -2.5382 | 0.071306 | 271.408 | 453785 | -57.95 | -0.4699 | 4.4618
200.424 | 20681.6 | -594.026 | -2.5284 | 0.07143 | 272.408 | 468011 | -56.7763 | -0.4708 | 4.3306
201.424 | 21976.9 | -592.058 | -2.5186 | 0.071554 | 273.408 | 482566 | -55.6064 | -0.47166 | 4.204
202.424 | 23337.6 | -590.084 | -2.5088 | 0.071678 | 274.408 | 497452 | -54.4402 | -0.47251 | 4.0819
203.424 | 24765.9 | -588.104 | -2.4991 | 0.071804 | 275.408 | 512675 | -53.2779 | -0.47332 | 3.9641
204.424 | 26264.3 | -586.119 | -2.4893 | 0.07193 | 276.408 | 528240 | -52.1196 | -0.47412 | 3.8503
205.424 | 27835.4 | -584.127 | -2.4796 | 0.072057 | 277.408 | 544150 | -50.9656 | -0.47489 | 3.7405
206.424 | 29481.6 | -582.13 | -2.4699 | 0.072185 | 278.408 | 560411 | -49.8158 | -0.47564 | 3.6344
207.424 | 31205.6 | -580.126 | -2.4603 | 0.072314 | 279.408 | 577026 | -48.6705 | -0.47636 | 3.5319
208.424 | 33010.1 | -578.117 | -2.4506 | 0.072443 | 280.408 | 594002 | -47.5298 | -0.47707 | 3.4328
209.424 | 34897.7 | -576.101 | -2.441 | 0.072574 | 281.408 | 611341 | -46.3938 | -0.47776 | 3.3371
210.424 | 36871.1 | -574.079 | -2.4314 | 0.072705 | 282.408 | 629049 | -45.2626 | -0.47842 | 3.2445
211.424 | 38933.3 | -572.051 | -2.4218 | 0.072837 | 283.408 | 647130 | -44.1365 | -0.47907 | 3.155
212.424 | 41086.9 | -570.016 | -2.4122 | 0.07297 | 284.408 | 665589 | -43.0155 | -0.47971 | 3.0684
213.424 | 43335 | -567.976 | -2.4026 | 0.073103 | 285.408 | 684431 | -41.8998 | -0.48032 | 2.9846
214.424 | 45680.3 | -565.929 | -2.3931 | 0.073238 | 286.408 | 703660 | -40.7896 | -0.48092 | 2.9035
215.424 | 48126 | -563.875 | -2.3835 | 0.073373 | 287.408 | 723280 | -39.685 | -0.4815 | 2.825
216.424 | 50674.9 | -561.815 | -2.374 | 0.07351 | 288.408 | 743297 | -38.5861 | -0.48207 | 2.749
217.424 | 53330.3 | -559.749 | -2.3645 | 0.073647 | 289.408 | 763716 | -37.4933 | -0.48263 | 2.6754
218.424 | 56095.2 | -557.676 | -2.355 | 0.073785 | 290.408 | 784540 | -36.4065 | -0.48317 | 2.6041
219.424 | 58972.7 | -555.596 | -2.3455 | 0.073924 | 291.408 | 805775 | -35.326 | -0.4837 | 2.535
220.424 | 61966 | -553.51 | -2.3361 | 0.074064 | 292.408 | 827425 | -34.252 | -0.48422 | 2.4681
221.424 | 65078.4 | -551.417 | -2.3266 | 0.074205 | 293.408 | 849494 | -33.1847 | -0.48473 | 2.4032
222.424 | 68313.2 | -549.317 | -2.3172 | 0.074346 | 294.408 | 871989 | -32.1242 | -0.48523 | 2.3403
223.424 | 71673.6 | -547.21 | -2.3078 | 0.074489 | 295.408 | 894913 | -31.0707 | -0.48572 | 2.2793
224.424 | 75163.1 | -545.097 | -2.2984 | 0.074633 | 296.408 | 918271 | -30.0244 | -0.4862 | 2.2201
225.424 | 78784.9 | -542.977 | -2.2889 | 0.074778 | 297.408 | 942068 | -28.9856 | -0.48668 | 2.1627
226.424 | 82542.6 | -540.85 | -2.2796 | 0.074924 | 298.408 | 966308 | -27.9544 | -0.48715 | 2.107
227.424 | 86439.7 | -538.715 | -2.2702 | 0.07507 | 299.408 | 990997 | -26.9311 | -0.48761 | 2.053
228.424 | 90479.5 | -536.574 | -2.2608 | 0.075218 | 300.408 | 1016140 | -25.9158 | -0.48807 | 2.0005
229.424 | 94665.7 | -534.426 | -2.2515 | 0.075367 | 301.408 | 1041740 | -24.9089 | -0.48852 | 1.9496
230.424 | 99001.9 | -532.27 | -2.2421 | 0.075517 | 302.408 | 1067800 | -23.9104 | -0.48897 | 1.9001
231.424 | 103492 | -530.107 | -2.2328 | 0.075668 | 303.408 | 1094330 | -22.9208 | -0.48942 | 1.852
232.424 | 108139 | -527.937 | -2.2235 | 0.07582 | 304.408 | 1121340 | -21.9401 | -0.48987 | 1.8053
233.424 | 112946 | -525.76 | -2.2141 | 0.075973 | 305.408 | 1148820 | -20.9688 | -0.49032 | 1.76
234.424 | 117919 | -523.575 | -2.2048 | 0.076128 | 306.408 | 1176780 | -20.0069 | -0.49077 | 1.7159
235.424 | 123060 | -521.383 | -2.1955 | 0.076283 | 307.408 | 1205230 | -19.0549 | -0.49122 | 1.673
236.424 | 128373 | -519.183 | -2.1863 | 0.07644 | 308.408 | 1234180 | -18.113 | -0.49167 | 1.6313
237.424 | 133861 | -516.976 | -2.177 | 0.076598 | 309.408 | 1263610 | -17.1815 | -0.49212 | 1.5908
238.424 | 139530 | -514.761 | -2.1677 | 0.076757 | 310.408 | 1293560 | -16.2607 | -0.49258 | 1.5514
239.424 | 145382 | -512.539 | -2.1585 | 0.076917 | 311.408 | 1324000 | -15.3508 | -0.49305 | 1.513
240.424 | 151422 | -510.308 | -2.1492 | 0.077078 | 312.408 | 1354970 | -14.4523 | -0.49352 | 1.4757
241.424 | 157653 | -508.07 | -2.1399 | 0.077241 | 313.408 | 1386440 | -13.5655 | -0.494 | 1.4394
242.424 | 164080 | -505.824 | -2.1307 | 0.077405 | 314.408 | 1418440 | -12.6907 | -0.49449 | 1.404
243.424 | 170706 | -503.571 | -2.1215 | 0.07757 | 315.408 | 1450970 | -11.8282 | -0.49499 | 1.3696
244.424 | 177535 | -501.309 | -2.1122 | 0.077737 | 316.408 | 1484030 | -10.9785 | -0.4955 | 1.336
245.424 | 184572 | -499.039 | -2.103 | 0.077905 | 317.408 | 1517620 | -10.142 | -0.49602 | 1.3034
246.424 | 191820 | -496.761 | -2.0938 | 0.078074 | 318.408 | 1551760 | -9.319 | -0.49655 | 1.2716
247.424 | 199284 | -494.475 | -2.0846 | 0.078245 | 319.408 | 1586440 | -8.51 | -0.4971 | 1.2406
248.424 | 206967 | -492.181 | -2.0754 | 0.078417 | 320.408 | 1621680 | -7.7154 | -0.49767 | 1.2104
249.424 | 214874 | -489.878 | -2.0662 | 0.07859 | 321.408 | 1657480 | -6.9357 | -0.49825 | 1.1809
250.424 | 223009 | -487.567 | -2.057 | 0.078765 | 322.408 | 1693830 | -6.1714 | -0.49885 | 1.1522
251.424 | 231376 | -485.248 | -2.0478 | 0.078941 | 323.408 | 1730760 | -5.4229 | -0.49947 | 1.1242
252.424 | 239979 | -482.92 | -2.0386 | 0.079119 | 324.408 | 1768260 | -4.6909 | -0.50011 | 1.0969
253.424 | 248823 | -480.583 | -2.0295 | 0.079298 | 325.408 | 1806330 | -3.9758 | -0.50078 | 1.0703
254.424 | 257911 | -478.238 | -2.0203 | 0.079479 | 326.408 | 1844990 | -3.2783 | -0.50147 | 1.0443
255.424 | 267248 | -475.884 | -2.0111 | 0.079661 | 327.408 | 1884240 | -2.599 | -0.50219 | 1.0189
256.424 | 276838 | -473.521 | -2.0019 | 0.079845 | 328.408 | 1924090 | -1.9384 | -0.50293 | 0.99415
257.424 | 286686 | -471.15 | -1.9928 | 0.08003 | 329.408 | 1964530 | -1.2973 | -0.50371 | 0.96998
258.424 | 296795 | -468.769 | -1.9836 | 0.080217 | 330.408 | 2005580 | -0.6764 | -0.50452 | 0.94637
259.424 | 307170 | -466.38 | -1.9745 | 0.080406 | 331.408 | 2047240 | -0.076429 | -0.50536 | 0.92331
260.424 | 317816 | -463.981 | -1.9653 | 0.080597 | 332.408 | 2089510 | 0.50181 | -0.50624 | 0.90079
261.424 | 328736 | -461.573 | -1.9562 | 0.080789 | 333.408 | 2132410 | 1.0575 | -0.50715 | 0.87878
262.424 | 339935 | -459.156 | -1.947 | 0.080983 | 334.408 | 2175930 | 1.5897 | -0.50811 | 0.85727
263.424 | 351417 | -456.729 | -1.9378 | 0.081178 | 335.408 | 2220090 | 2.0976 | -0.50911 | 0.83623
264.424 | 363188 | -454.293 | -1.9287 | 0.081376 | 336.408 | 2264880 | 2.58 | -0.51016 | 0.81567
265.424 | 375250 | -451.847 | -1.9195 | 0.081575 | 337.408 | 2310320 | 3.0361 | -0.51125 | 0.79556
266.424 | 387609 | -449.392 | -1.9104 | 0.081776 | 338.408 | 2356400 | 3.4645 | -0.5124 | 0.77588
267.424 | 400269 | -446.927 | -1.9012 | 0.081979 | 339.408 | 2403140 | 3.8642 | -0.5136 | 0.75663
268.424 | 413234 | -444.452 | -1.8921 | 0.082184 | 340.408 | 2450540 | 4.2339 | -0.51486 | 0.73779
269.424 | 426510 | -441.968 | -1.8829 | 0.082392 | 341.408 | 2498610 | 4.5721 | -0.51618 | 0.71934
270.424 | 440099 | -439.473 | -1.8738 | 0.082601 | 342.408 | 2547350 | 4.8775 | -0.51757 | 0.70127
271.424 | 454008 | -436.968 | -1.8646 | 0.082812 | 343.408 | 2596770 | 5.1484 | -0.51903 | 0.68357
272.424 | 468239 | -434.453 | -1.8555 | 0.083025 | 344.408 | 2646870 | 5.3831 | -0.52056 | 0.66623
273.424 | 482799 | -431.927 | -1.8463 | 0.08324 | 345.408 | 2697660 | 5.5798 | -0.52217 | 0.64924
274.424 | 497690 | -429.391 | -1.8371 | 0.083458 | 346.408 | 2749150 | 5.7366 | -0.52386 | 0.63257
275.424 | 512919 | -426.844 | -1.828 | 0.083678 | 347.408 | 2801340 | 5.8513 | -0.52565 | 0.61622
276.424 | 528489 | -424.287 | -1.8188 | 0.0839 | 348.408 | 2854230 | 5.9216 | -0.52752 | 0.60018
277.424 | 544405 | -421.719 | -1.8096 | 0.084124 | 349.408 | 2907840 | 5.9449 | -0.5295 | 0.58444
278.424 | 560671 | -419.14 | -1.8005 | 0.084351 | 350.408 | 2962170 | 5.9185 | -0.53159 | 0.56899
279.424 | 577292 | -416.55 | -1.7913 | 0.08458 | 351.408 | 3017230 | 5.8395 | -0.5338 | 0.5538
280.424 | 594273 | -413.949 | -1.7821 | 0.084811 | 352.408 | 3073010 | 5.7045 | -0.53613 | 0.53888
281.424 | 611618 | -411.336 | -1.7729 | 0.085045 | 353.408 | 3129540 | 5.5099 | -0.53859 | 0.52421
282.424 | 629332 | -408.713 | -1.7637 | 0.085282 | 354.408 | 3186810 | 5.2518 | -0.5412 | 0.50978
283.424 | 647419 | -406.077 | -1.7545 | 0.085522 | 355.408 | 3244830 | 4.9258 | -0.54397 | 0.49558
284.424 | 665884 | -403.43 | -1.7453 | 0.085764 | 356.408 | 3303610 | 4.527 | -0.5469 | 0.48159
285.424 | 684732 | -400.771 | -1.7361 | 0.086008 | 357.408 | 3363150 | 4.0501 | -0.55001 | 0.46781
286.424 | 703967 | -398.1 | -1.7269 | 0.086256 | 358.408 | 3423470 | 3.4893 | -0.55332 | 0.45422
287.424 | 723594 | -395.417 | -1.7177 | 0.086506 | 359.408 | 3484560 | 2.8378 | -0.55684 | 0.44082
288.424 | 743618 | -392.721 | -1.7085 | 0.08676 | 360.408 | 3546430 | 2.0887 | -0.5606 | 0.42759
289.424 | 764042 | -390.013 | -1.6992 | 0.087016 | 361.408 | 3609090 | 1.2339 | -0.56461 | 0.41452
290.424 | 784873 | -387.293 | -1.69 | 0.087275 | 362.408 | 3672550 | 0.26485 | -0.56889 | 0.40161
291.424 | 806114 | -384.559 | -1.6807 | 0.087538 | 363.408 | 3736820 | -0.82752 | -0.57347 | 0.38883
292.424 | 827771 | -381.813 | -1.6714 | 0.087804 | 364.408 | 3801890 | -2.0525 | -0.57836 | 0.3762
293.424 | 849847 | -379.053 | -1.6622 | 0.088073 | 365.408 | 3867790 | -3.419 | -0.5836 | 0.36371
294.424 | 872348 | -376.28 | -1.6529 | 0.088345 | 366.408 | 3934500 | -4.9342 | -0.5892 | 0.35136
295.424 | 895279 | -373.494 | -1.6436 | 0.088622 | 367.408 | 4002050 | -6.6009 | -0.59517 | 0.33919
296.424 | 918644 | -370.694 | -1.6343 | 0.088901 | 368.408 | 4070440 | -8.4139 | -0.60148 | 0.32722
297.424 | 942448 | -367.879 | -1.6249 | 0.089184 | 369.408 | 4139670 | -10.3528 | -0.60808 | 0.31554
298.424 | 966696 | -365.051 | -1.6156 | 0.089471 | 370.408 | 4209750 | -12.3729 | -0.61485 | 0.30427
299.424 | 991392 | -362.209 | -1.6063 | 0.089762
300.424 | 1016540 | -359.351 | -1.5969 | 0.090057
301.424 | 1042150 | -356.479 | -1.5875 | 0.090356
302.424 | 1068220 | -353.592 | -1.5781 | 0.090659
303.424 | 1094760 | -350.689 | -1.5687 | 0.090966
304.424 | 1121770 | -347.771 | -1.5593 | 0.091278
305.424 | 1149260 | -344.837 | -1.5499 | 0.091594
306.424 | 1177230 | -341.887 | -1.5404 | 0.091915
307.424 | 1205690 | -338.92 | -1.5309 | 0.092241
308.424 | 1234640 | -335.937 | -1.5214 | 0.092571
309.424 | 1264080 | -332.936 | -1.5119 | 0.092907
310.424 | 1294030 | -329.918 | -1.5024 | 0.093248
311.424 | 1324490 | -326.883 | -1.4928 | 0.093595
312.424 | 1355460 | -323.829 | -1.4832 | 0.093947
313.424 | 1386940 | -320.757 | -1.4736 | 0.094305
314.424 | 1418950 | -317.665 | -1.464 | 0.094669
315.424 | 1451490 | -314.555 | -1.4543 | 0.095039
316.424 | 1484550 | -311.425 | -1.4446 | 0.095416
317.424 | 1518160 | -308.274 | -1.4349 | 0.095799
318.424 | 1552300 | -305.103 | -1.4252 | 0.096189
319.424 | 1587000 | -301.911 | -1.4154 | 0.096586
320.424 | 1622240 | -298.698 | -1.4056 | 0.096991
321.424 | 1658050 | -295.462 | -1.3958 | 0.097403
322.424 | 1694410 | -292.203 | -1.3859 | 0.097823
323.424 | 1731350 | -288.921 | -1.376 | 0.098252
324.424 | 1768850 | -285.615 | -1.366 | 0.098689
325.424 | 1806940 | -282.284 | -1.356 | 0.099135
326.424 | 1845610 | -278.927 | -1.346 | 0.099591
327.424 | 1884870 | -275.545 | -1.3359 | 0.10006
328.424 | 1924720 | -272.136 | -1.3258 | 0.10053
329.424 | 1965170 | -268.698 | -1.3156 | 0.10102
330.424 | 2006230 | -265.233 | -1.3054 | 0.10152
331.424 | 2047900 | -261.737 | -1.2952 | 0.10203
332.424 | 2090190 | -258.211 | -1.2848 | 0.10255
333.424 | 2133090 | -254.652 | -1.2745 | 0.10308
334.424 | 2176620 | -251.061 | -1.264 | 0.10363
335.424 | 2220790 | -247.436 | -1.2535 | 0.10419
336.424 | 2265590 | -243.774 | -1.2429 | 0.10477
337.424 | 2311040 | -240.076 | -1.2323 | 0.10536
338.424 | 2357140 | -236.339 | -1.2216 | 0.10597
339.424 | 2403890 | -232.561 | -1.2107 | 0.1066
340.424 | 2451300 | -228.741 | -1.1999 | 0.10724
341.424 | 2499380 | -224.877 | -1.1889 | 0.10791
342.424 | 2548130 | -220.966 | -1.1778 | 0.1086
343.424 | 2597560 | -217.005 | -1.1666 | 0.10931
344.424 | 2647670 | -212.992 | -1.1553 | 0.11005
345.424 | 2698470 | -208.925 | -1.1439 | 0.11081
346.424 | 2749970 | -204.798 | -1.1324 | 0.1116
347.424 | 2802170 | -200.61 | -1.1207 | 0.11242
348.424 | 2855080 | -196.354 | -1.1089 | 0.11327
349.424 | 2908700 | -192.027 | -1.0969 | 0.11416
350.424 | 2963040 | -187.623 | -1.0848 | 0.11509
351.424 | 3018100 | -183.134 | -1.0724 | 0.11607
352.424 | 3073900 | -178.554 | -1.0599 | 0.11709
353.424 | 3130440 | -173.874 | -1.0471 | 0.11816
354.424 | 3187720 | -169.083 | -1.034 | 0.11929
355.424 | 3245760 | -164.167 | -1.0207 | 0.12049
356.424 | 3304550 | -159.112 | -1.0069 | 0.12176
357.424 | 3364100 | -153.897 | -0.99284 | 0.12312
358.424 | 3424430 | -148.495 | -0.97828 | 0.12457
359.424 | 3485530 | -142.874 | -0.96316 | 0.12614
360.424 | 3547420 | -136.984 | -0.94736 | 0.12784
361.424 | 3610090 | -130.756 | -0.93068 | 0.12971
362.424 | 3673560 | -124.079 | -0.91284 | 0.13177
363.424 | 3737840 | -116.755 | -0.89328 | 0.13408
364.424 | 3802930 | -108.351 | -0.87084 | 0.13671
365.424 | 3868830 | -97.3158 | -0.8413 | 0.13979
366.424 | 3935560 | -4.9594 | -0.58929 | 0.1435
367.424 | 4003130 | -6.6285 | -0.59526 | 0.14824
368.424 | 4071530 | -8.4436 | -0.60158 | 0.15494
368.924 | 4106040 | -9.4004 | -0.60485 | 0.15988
369.377 | 4137520 | -10.2913 | -0.60787 | 0.16668
369.603 | 4153320 | -10.7437 | -0.6094 | 0.17232
369.717 | 4161230 | -10.9713 | -0.61016 | 0.17684
369.773 | 4165200 | -11.0854 | -0.61055 | 0.18026
369.802 | 4167180 | -11.1425 | -0.61074 | 0.18268
369.816 | 4168170 | -11.1711 | -0.61083 | 0.18424
369.823 | 4168670 | -11.1854 | -0.61088 | 0.18517
369.826 | 4168920 | -11.1926 | -0.61091 | 0.18569
369.828 | 4169040 | -11.1961 | -0.61092 | 0.18596
369.829 | 4169100 | -11.1979 | -0.61092 | 0.1861
369.83 | 4169130 | -11.1988 | -0.61093 | 0.18617
369.83 | 4169150 | -11.1993 | -0.61093 | 0.18621
369.83 | 4169160 | -11.1995 | -0.61093 | 0.18623
369.83 | 4169160 | -11.1996 | -0.61093 | 0.18624
369.83 | 4169160 | -11.1997 | -0.61093 | 0.18624
369.83 | 4169160 | -11.1997 | -0.61093 | 0.18624
369.83 | 4169160 | -11.1997 | -0.61093 | 0.18624
369.83 | 4169160 | -11.1997 | -0.61093 | 0.18624
369.83 | 4169160 | -11.1997 | -0.61093 | 0.18624
369.83 | 4169160 | -11.1997 | -0.61093 | 0.18625
369.83 | 4169160 | -11.1997 | -0.61093 | 0.18625
369.83 | 4169160 | -11.1997 | -0.61093 | 0.18625
369.83 | 4169160 | -11.1997 | -0.61093 | 0.18625
369.83 | 4169160 | -11.1997 | -0.61093 | 0.18625
369.83 | 4169160 | -11.1997 | -0.61093 | 0.18625
369.83 | 4169160 | -11.1997 | -0.61093 | 0.18625
369.83 | 4169160 | -11.1997 | -0.61093 | 0.18625
369.83 | 4169160 | -11.1997 | -0.61093 | 0.18625
369.83 | 4169160 | -11.1997 | -0.61093 | 0.18625
369.83 | 4169160 | -11.1997 | -0.61093 | 0.18625
369.83 | 4169160 | -11.1997 | -0.61093 | 0.18625
369.83 | 4169160 | -11.1997 | -0.61093 | 0.18625
369.83 | 4169160 | -11.1997 | -0.61093 | 0.18625
369.83 | 4169160 | -11.1997 | -0.61093 | 0.18625
369.83 | 4169160 | -11.1997 | -0.61093 | 0.18625
369.83 | 4169160 | -11.1997 | -0.61093 | 0.18625
369.83 | 4169160 | -11.1997 | -0.61093 | 0.18625
369.83 | 4169160 | -11.1997 | -0.61093 | 0.18625
369.83 | 4169160 | -11.1997 | -0.61093 | 0.18625
369.83 | 4169160 | -11.1997 | -0.61093 | 0.18625
369.83 | 4169160 | -11.1997 | -0.61093 | 0.18625
369.83 | 4169160 | -11.1997 | -0.61093 | 0.18625
369.83 | 4169160 | -11.1997 | -0.61093 | 0.18625
369.83 | 4169160 | -11.1997 | -0.61093 | 0.18625
369.83 | 4169160 | -11.1997 | -0.61093 | 0.18625
369.83 | 4169160 | -11.1997 | -0.61093 | 0.18625
369.83 | 4169160 | -11.1997 | -0.61093 | 0.18625
369.83 | 4169160 | -11.1997 | -0.61093 | 0.18625
369.83 | 4169160 | -11.1997 | -0.61093 | 0.18625
369.83 | 4169160 | -11.1997 | -0.61093 | 0.18625
369.83 | 4169160 | -11.1997 | -0.61093 | 0.18625
369.83 | 4169160 | -11.1997 | -0.61093 | 0.18625
369.83 | 4169160 | -11.1997 | -0.61093 | 0.18625
369.83 | 4169160 | -11.1997 | -0.61093 | 0.18625
369.83 | 4169160 | -11.1997 | -0.61093 | 0.18625
369.83 | 4169160 | -11.1997 | -0.61093 | 0.18625
369.83 | 4169160 | -11.1997 | -0.61093 | 0.18625
369.83 | 4169160 | -11.1997 | -0.61093 | 0.18625
369.83 | 4169160 | -11.1997 | -0.61093 | 0.18625
369.83 | 4169160 | -11.1997 | -0.61093 | 0.18625
369.83 | 4169160 | -11.1997 | -0.61093 | 0.18625
369.83 | 4169160 | -11.1997 | -0.61093 | 0.18625
369.83 | 4169160 | -11.1997 | -0.61093 | 0.18625
369.83 | 4169160 | -11.1997 | -0.61093 | 0.18625
369.83 | 4169160 | -11.1997 | -0.61093 | 0.18625
369.83 | 4169160 | -11.1997 | -0.61093 | 0.18625
369.83 | 4169160 | -11.1997 | -0.61093 | 0.18625
369.83 | 4169160 | -11.1997 | -0.61093 | 0.18625
369.83 | 4169160 | -11.1997 | -0.61093 | 0.18625
369.83 | 4169160 | -11.1997 | -0.61093 | 0.18625
369.83 | 4169160 | -11.1997 | -0.61093 | 0.18625
369.83 | 4169160 | -11.1997 | -0.61093 | 0.18625
369.83 | 4169160 | -11.1997 | -0.61093 | 0.18625
369.83 | 4169160 | -11.1997 | -0.61093 | 0.18625
369.83 | 4169160 | -11.1997 | -0.61093 | 0.18625
369.83 | 4169160 | -11.1997 | -0.61093 | 0.18625
369.83 | 4169160 | -11.1997 | -0.61093 | 0.18625
369.83 | 4169160 | -11.1997 | -0.61093 | 0.18625
369.83 | 4169160 | -11.1997 | -0.61093 | 0.18625
369.83 | 4169160 | -11.1997 | -0.61093 | 0.18625
369.83 | 4169160 | -11.1997 | -0.61093 | 0.18625
369.83 | 4169160 | -11.1997 | -0.61093 | 0.18625
369.83 | 4169160 | -11.1997 | -0.61093 | 0.18625
369.83 | 4169160 | -11.1997 | -0.61093 | 0.18625
369.83 | 4169160 | -11.1997 | -0.61093 | 0.18625
369.83 | 4169160 | -11.1997 | -0.61093 | 0.18625
369.83 | 4169160 | -11.1997 | -0.61093 | 0.18625
369.83 | 4169160 | -11.1997 | -0.61093 | 0.18625
369.83 | 4169160 | -11.1997 | -0.61093 | 0.18625
369.83 | 4169160 | -11.1997 | -0.61093 | 0.18625
369.83 | 4169160 | -11.1997 | -0.61093 | 0.18625
369.83 | 4169160 | -11.1997 | -0.61093 | 0.18625
369.83 | 4169160 | -11.1997 | -0.61093 | 0.18625
369.83 | 4169160 | -11.1997 | -0.61093 | 0.18625
369.83 | 4169160 | -11.1997 | -0.61093 | 0.18625
369.83 | 4169160 | -11.1997 | -0.61093 | 0.18625
369.83 | 4169160 | -11.1997 | -0.61093 | 0.18625
369.83 | 4169160 | -11.1997 | -0.61093 | 0.18625
369.83 | 4169160 | -11.1997 | -0.61093 | 0.18625
369.83 | 4169160 | -11.1997 | -0.61093 | 0.18625
369.83 | 4169160 | -11.1997 | -0.61093 | 0.18625
369.83 | 4169160 | -11.1997 | -0.61093 | 0.18625
369.83 | 4169160 | -11.1997 | -0.61093 | 0.18625
369.83 | 4169160 | -11.1997 | -0.61093 | 0.18625
369.83 | 4169160 | -11.1997 | -0.61093 | 0.18625
369.83 | 4169160 | -11.1997 | -0.61093 | 0.18625
369.83 | 4169160 | -11.1997 | -0.61093 | 0.18625
369.83 | 4169160 | -11.1997 | -0.61093 | 0.18625
369.83 | 4169160 | -11.1997 | -0.61093 | 0.18625
369.83 | 4169160 | -11.1997 | -0.61093 | 0.18625
369.83 | 4169160 | -11.1997 | -0.61093 | 0.18625
369.83 | 4169160 | -11.1997 | -0.61093 | 0.18625
369.83 | 4169160 | -11.1997 | -0.61093 | 0.18625
369.83 | 4169160 | -11.1997 | -0.61093 | 0.18625
369.83 | 4169160 | -11.1997 | -0.61093 | 0.18625
369.83 | 4169160 | -11.1997 | -0.61093 | 0.18625
369.83 | 4169160 | -11.1997 | -0.61093 | 0.18625
369.83 | 4169160 | -11.1997 | -0.61093 | 0.18625
369.83 | 4169160 | -11.1997 | -0.61093 | 0.18625
369.83 | 4169160 | -11.1997 | -0.61093 | 0.18625
369.83 | 4169160 | -11.1997 | -0.61093 | 0.18625
369.83 | 4169160 | -11.1997 | -0.61093 | 0.18625
369.83 | 4169160 | -11.1997 | -0.61093 | 0.18625
369.83 | 4169160 | -11.1997 | -0.61093 | 0.18625
369.83 | 4169160 | -11.1997 | -0.61093 | 0.18625
369.83 | 4169160 | -11.1997 | -0.61093 | 0.18625
369.83 | 4169160 | -11.1997 | -0.61093 | 0.18625
369.83 | 4169160 | -11.1997 | -0.61093 | 0.18625
369.83 | 4169160 | -11.1997 | -0.61093 | 0.18625
369.83 | 4169160 | -11.1997 | -0.61093 | 0.18625
369.83 | 4169160 | -11.1997 | -0.61093 | 0.18625
369.83 | 4169160 | -11.1997 | -0.61093 | 0.18625
369.83 | 4169160 | -11.1997 | -0.61093 | 0.18625
369.83 | 4169160 | -11.1997 | -0.61093 | 0.18625
369.83 | 4169160 | -11.1997 | -0.61093 | 0.18625
369.83 | 4169160 | -11.1997 | -0.61093 | 0.18625
369.83 | 4169160 | -11.1997 | -0.61093 | 0.18625
369.83 | 4169160 | -11.1997 | -0.61093 | 0.18625
369.83 | 4169160 | -11.1997 | -0.61093 | 0.18625
369.83 | 4169160 | -11.1997 | -0.61093 | 0.18625
369.83 | 4169160 | -11.1997 | -0.61093 | 0.18625
369.83 | 4169160 | -11.1997 | -0.61093 | 0.18625
369.83 | 4169160 | -11.1997 | -0.61093 | 0.18625
369.83 | 4169160 | -11.1997 | -0.61093 | 0.18625
369.83 | 4169160 | -11.1997 | -0.61093 | 0.18625
369.83 | 4169160 | -11.1997 | -0.61093 | 0.18625
369.83 | 4169160 | -11.1997 | -0.61093 | 0.18625
369.83 | 4169160 | -11.1997 | -0.61093 | 0.18625
369.83 | 4169160 | -11.1997 | -0.61093 | 0.18625
369.83 | 4169160 | -11.1997 | -0.61093 | 0.18625
369.83 | 4169160 | -11.1997 | -0.61093 | 0.18625
369.83 | 4169160 | -11.1997 | -0.61093 | 0.18625
369.83 | 4169160 | -11.1997 | -0.61093 | 0.18625
369.83 | 4169160 | -11.1997 | -0.61093 | 0.18625
369.83 | 4169160 | -11.1997 | -0.61093 | 0.18625
369.83 | 4169160 | -11.1997 | -0.61093 | 0.18625
369.83 | 4169160 | -11.1997 | -0.61093 | 0.18625
369.83 | 4169160 | -11.1997 | -0.61093 | 0.18625
369.83 | 4169160 | -11.1997 | -0.61093 | 0.18625
369.83 | 4169160 | -11.1997 | -0.61093 | 0.18625
369.83 | 4169160 | -11.1997 | -0.61093 | 0.18625
369.83 | 4169160 | -11.1997 | -0.61093 | 0.18625
369.83 | 4169160 | -11.1997 | -0.61093 | 0.18625
369.83 | 4169160 | -11.1997 | -0.61093 | 0.18625
369.83 | 4169160 | -11.1997 | -0.61093 | 0.18625
369.83 | 4169160 | -11.1997 | -0.61093 | 0.18625
369.83 | 4169160 | -11.1997 | -0.61093 | 0.18625
369.83 | 4169160 | -11.1997 | -0.61093 | 0.18625
369.83 | 4169160 | -11.1997 | -0.61093 | 0.18625
369.83 | 4169160 | -11.1997 | -0.61093 | 0.18625
369.83 | 4169160 | -11.1997 | -0.61093 | 0.18625
369.83 | 4169160 | -11.1997 | -0.61093 | 0.18625
369.83 | 4169160 | -11.1997 | -0.61093 | 0.18625
369.83 | 4169160 | -11.1997 | -0.61093 | 0.18625
369.83 | 4169160 | -11.1997 | -0.61093 | 0.18625
369.83 | 4169160 | -11.1997 | -0.61093 | 0.18625
369.83 | 4169160 | -11.1997 | -0.61093 | 0.18625
369.83 | 4169160 | -11.1997 | -0.61093 | 0.18625
369.83 | 4169160 | -11.1997 | -0.61093 | 0.18625
369.83 | 4169160 | -11.1997 | -0.61093 | 0.18625
369.83 | 4169160 | -11.1997 | -0.61093 | 0.18625
369.83 | 4169160 | -11.1997 | -0.61093 | 0.18625
369.83 | 4169160 | -11.1997 | -0.61093 | 0.18625
369.83 | 4169160 | -11.1997 | -0.61093 | 0.18625
369.83 | 4169160 | -11.1997 | -0.61093 | 0.18625
369.83 | 4169160 | -11.1997 | -0.61093 | 0.18625
369.83 | 4169160 | -11.1997 | -0.61093 | 0.18625
369.83 | 4169160 | -11.1997 | -0.61093 | 0.18625
369.83 | 4169160 | -11.1997 | -0.61093 | 0.18625
369.83 | 4169160 | -11.1997 | -0.61093 | 0.18625
369.83 | 4169160 | -11.1997 | -0.61093 | 0.18625
369.83 | 4169160 | -11.1997 | -0.61093 | 0.18625
369.83 | 4169160 | -11.1997 | -0.61093 | 0.18625
369.83 | 4169160 | -11.1997 | -0.61093 | 0.18625
369.83 | 4169160 | -11.1997 | -0.61093 | 0.18625
369.83 | 4169160 | -11.1997 | -0.61093 | 0.18625
369.83 | 4169160 | -11.1997 | -0.61093 | 0.18625
369.83 | 4169160 | -11.1997 | -0.61093 | 0.18625
369.83 | 4169160 | -11.1997 | -0.61093 | 0.18625
369.83 | 4169160 | -11.1997 | -0.61093 | 0.18625
369.83 | 4169160 | -11.1997 | -0.61093 | 0.18625
369.83 | 4169160 | -11.1997 | -0.61093 | 0.18625
369.83 | 4169160 | -11.1997 | -0.61093 | 0.18625
369.83 | 4169160 | -11.1997 | -0.61093 | 0.18625
369.83 | 4169160 | -11.1997 | -0.61093 | 0.18625
369.83 | 4169160 | -11.1997 | -0.61093 | 0.18625
369.83 | 4169160 | -11.1997 | -0.61093 | 0.18625
369.83 | 4169160 | -11.1997 | -0.61093 | 0.18625
369.83 | 4169160 | -11.1997 | -0.61093 | 0.18625
369.83 | 4169160 | -11.1997 | -0.61093 | 0.18625
369.83 | 4169160 | -11.1997 | -0.61093 | 0.18625
369.83 | 4169160 | -11.1997 | -0.61093 | 0.18625
369.83 | 4169160 | -11.1997 | -0.61093 | 0.18625
369.83 | 4169160 | -11.1997 | -0.61093 | 0.18625
369.83 | 4169160 | -11.1997 | -0.61093 | 0.18625
369.83 | 4169160 | -11.1997 | -0.61093 | 0.18625
369.83 | 4169160 | -11.1997 | -0.61093 | 0.18625
369.83 | 4169160 | -11.1997 | -0.61093 | 0.18625
369.83 | 4169160 | -11.1997 | -0.61093 | 0.18625
369.83 | 4169160 | -11.1997 | -0.61093 | 0.18625
369.83 | 4169160 | -11.1997 | -0.61093 | 0.18625
369.83 | 4169160 | -11.1997 | -0.61093 | 0.18625
369.83 | 4169160 | -11.1997 | -0.61093 | 0.18625
369.83 | 4169160 | -11.1997 | -0.61093 | 0.18625
369.83 | 4169160 | -11.1997 | -0.61093 | 0.18625
369.83 | 4169160 | -11.1997 | -0.61093 | 0.18625
369.83 | 4169160 | -11.1997 | -0.61093 | 0.18625
369.83 | 4169160 | -11.1997 | -0.61093 | 0.18625
369.83 | 4169160 | -11.1997 | -0.61093 | 0.18625
369.83 | 4169160 | -11.1997 | -0.61093 | 0.18625
369.83 | 4169160 | -11.1997 | -0.61093 | 0.18625
369.83 | 4169160 | -11.1997 | -0.61093 | 0.18625
369.83 | 4169160 | -11.1997 | -0.61093 | 0.18625
369.83 | 4169160 | -11.1997 | -0.61093 | 0.18625
369.83 | 4169160 | -11.1997 | -0.61093 | 0.18625
369.83 | 4169160 | -11.1997 | -0.61093 | 0.18625
369.83 | 4169160 | -11.1997 | -0.61093 | 0.18625
369.83 | 4169160 | -11.1997 | -0.61093 | 0.18625
369.83 | 4169160 | -11.1997 | -0.61093 | 0.18625
369.83 | 4169160 | -11.1997 | -0.61093 | 0.18625
369.83 | 4169160 | -11.1997 | -0.61093 | 0.18625
369.83 | 4169160 | -11.1997 | -0.61093 | 0.18625
369.83 | 4169160 | -11.1997 | -0.61093 | 0.18625
369.83 | 4169160 | -11.1997 | -0.61093 | 0.18625
369.83 | 4169160 | -11.1997 | -0.61093 | 0.18625
369.83 | 4169160 | -11.1997 | -0.61093 | 0.18625
369.83 | 4169160 | -11.1997 | -0.61093 | 0.18625
369.83 | 4169160 | -11.1997 | -0.61093 | 0.18625
369.83 | 4169160 | -11.1997 | -0.61093 | 0.18625
369.83 | 4169160 | -11.1997 | -0.61093 | 0.18625
369.83 | 4169160 | -11.1997 | -0.61093 | 0.18625
369.83 | 4169160 | -11.1997 | -0.61093 | 0.18625
369.83 | 4169160 | -11.1997 | -0.61093 | 0.18625
369.83 | 4169160 | -11.1997 | -0.61093 | 0.18625
369.83 | 4169160 | -11.1997 | -0.61093 | 0.18625
369.83 | 4169160 | -11.1997 | -0.61093 | 0.18625
369.83 | 4169160 | -11.1997 | -0.61093 | 0.18625
369.83 | 4169160 | -11.1997 | -0.61093 | 0.18625
369.83 | 4169160 | -11.1997 | -0.61093 | 0.18625
369.83 | 4169160 | -11.1997 | -0.61093 | 0.18625
369.83 | 4169160 | -11.1997 | -0.61093 | 0.18625
369.83 | 4169160 | -11.1997 | -0.61093 | 0.18625
369.83 | 4169160 | -11.1997 | -0.61093 | 0.18625
369.83 | 4169160 | -11.1997 | -0.61093 | 0.18625
369.83 | 4169160 | -11.1997 | -0.61093 | 0.18625
369.83 | 4169160 | -11.1997 | -0.61093 | 0.18625
369.83 | 4169160 | -11.1997 | -0.61093 | 0.18625
369.83 | 4169160 | -11.1997 | -0.61093 | 0.18625
369.83 | 4169160 | -11.1997 | -0.61093 | 0.18625
369.83 | 4169160 | -11.1997 | -0.61093 | 0.18625
369.83 | 4169160 | -11.1997 | -0.61093 | 0.18625
369.83 | 4169160 | -11.1997 | -0.61093 | 0.18625
369.83 | 4169160 | -11.1997 | -0.61093 | 0.18625
369.83 | 4169160 | -11.1997 | -0.61093 | 0.18625
369.83 | 4169160 | -11.1997 | -0.61093 | 0.18625
369.83 | 4169160 | -11.1997 | -0.61093 | 0.18625
369.83 | 4169160 | -11.1997 | -0.61093 | 0.18625
369.83 | 4169160 | -11.1997 | -0.61093 | 0.18625
369.83 | 4169160 | -11.1997 | -0.61093 | 0.18625
369.83 | 4169160 | -11.1997 | -0.61093 | 0.18625
369.83 | 4169160 | -11.1997 | -0.61093 | 0.18625
369.83 | 4169160 | -11.1997 | -0.61093 | 0.18625
369.83 | 4169160 | -11.1997 | -0.61093 | 0.18625
369.83 | 4169160 | -11.1997 | -0.61093 | 0.18625
369.83 | 4169160 | -11.1997 | -0.61093 | 0.18625
369.83 | 4169160 | -11.1997 | -0.61093 | 0.18625
369.83 | 4169160 | -11.1997 | -0.61093 | 0.18625
369.83 | 4169160 | -11.1997 | -0.61093 | 0.18625
369.83 | 4169160 | -11.1997 | -0.61093 | 0.18625
369.83 | 4169160 | -11.1997 | -0.61093 | 0.18625
369.83 | 4169160 | -11.1997 | -0.61093 | 0.18625
369.83 | 4169160 | -11.1997 | -0.61093 | 0.18625
369.83 | 4169160 | -11.1997 | -0.61093 | 0.18625
369.83 | 4169160 | -11.1997 | -0.61093 | 0.18625
369.83 | 4169160 | -11.1997 | -0.61093 | 0.18625
369.83 | 4169160 | -11.1997 | -0.61093 | 0.18625
5_evap_out
Tb (K) | Pb (Pa) | Hb (kJ/kg) | Sb (kJ/[kg.K]) | Vb (m3/mol) | Td (K) | Pd (Pa) | Hd (kJ/kg) | Sd (kJ/[kg.K]) | Vd (m3/mol) | Test (K) | Pest (Pa) | TQ (K) | PQ (Pa) | TPIP (K) | PPIP (Pa) | THsI (K) | PHsI (Pa) | THsII (K) | PHsII (Pa) | TDFW (K) | PDFW (Pa) | HDFW (kJ/kg) | SDFW (kJ/[kg.K]) | VDFW (m3/mol) | Tb1 (K) | Pb1 (Pa) | Hb1 (kJ/kg) | Sb1 (kJ/[kg.K]) | Vb1 (m3/mol) | Tb2 (K) | Pb2 (Pa) | Hb2 (kJ/kg) | Sb2 (kJ/[kg.K]) | Vb2 (m3/mol) | SLE L T (K) | SLE L P (Pa) | SLE S T (K) | SLE S P (Pa) | Widom Cp T (K) | Widom Cp P (Pa) | Widom kT T (K) | Widom kT P (Pa) | Widom Avg T (K) | Widom Avg P (Pa)
166.424 | 1589.06 | -657.798 | -2.8764 | 0.067604 | 230.945 | 101325 | -107.247 | -0.40164 | 18.3215 | 0 | 0 |  |  | 0 | 0
167.424 | 1742.91 | -656.001 | -2.8656 | 0.067707 | 236.042 | 126325 | -100.948 | -0.41472 | 14.925
168.424 | 1909.29 | -654.2 | -2.8549 | 0.06781 | 240.408 | 151325 | -95.554 | -0.42468 | 12.6131
169.424 | 2089.02 | -652.394 | -2.8442 | 0.067914 | 241.408 | 157553 | -94.3195 | -0.42681 | 12.147
170.424 | 2282.96 | -650.584 | -2.8336 | 0.068019 | 242.408 | 163977 | -93.0855 | -0.42889 | 11.7019
171.424 | 2491.98 | -648.77 | -2.823 | 0.068124 | 243.408 | 170599 | -91.8522 | -0.43091 | 11.2767
172.424 | 2717.03 | -646.951 | -2.8124 | 0.068229 | 244.408 | 177426 | -90.6195 | -0.43288 | 10.8703
173.424 | 2959.06 | -645.127 | -2.8018 | 0.068335 | 245.408 | 184459 | -89.3877 | -0.4348 | 10.4818
174.424 | 3219.11 | -643.299 | -2.7913 | 0.068442 | 246.408 | 191704 | -88.1568 | -0.43667 | 10.1102
175.424 | 3498.21 | -641.467 | -2.7809 | 0.068549 | 247.408 | 199164 | -86.9268 | -0.43849 | 9.7547
176.424 | 3797.46 | -639.63 | -2.7704 | 0.068657 | 248.408 | 206844 | -85.6979 | -0.44026 | 9.4144
177.424 | 4118.01 | -637.788 | -2.76 | 0.068765 | 249.408 | 214747 | -84.4702 | -0.44198 | 9.0886
178.424 | 4461.03 | -635.941 | -2.7496 | 0.068874 | 250.408 | 222879 | -83.2437 | -0.44366 | 8.7766
179.424 | 4827.76 | -634.09 | -2.7393 | 0.068984 | 251.408 | 231242 | -82.0186 | -0.4453 | 8.4776
180.424 | 5219.47 | -632.234 | -2.729 | 0.069094 | 252.408 | 239841 | -80.795 | -0.44688 | 8.191
181.424 | 5637.48 | -630.373 | -2.7187 | 0.069205 | 253.408 | 248681 | -79.5728 | -0.44843 | 7.9162
182.424 | 6083.15 | -628.507 | -2.7084 | 0.069316 | 254.408 | 257765 | -78.3523 | -0.44993 | 7.6527
183.424 | 6557.9 | -626.635 | -2.6982 | 0.069428 | 255.408 | 267098 | -77.1335 | -0.4514 | 7.3998
184.424 | 7063.19 | -624.759 | -2.688 | 0.06954 | 256.408 | 276684 | -75.9165 | -0.45282 | 7.1571
185.424 | 7600.52 | -622.878 | -2.6778 | 0.069653 | 257.408 | 286528 | -74.7015 | -0.4542 | 6.9241
186.424 | 8171.45 | -620.992 | -2.6677 | 0.069767 | 258.408 | 296633 | -73.4884 | -0.45555 | 6.7004
187.424 | 8777.58 | -619.101 | -2.6576 | 0.069881 | 259.408 | 307004 | -72.2775 | -0.45685 | 6.4854
188.424 | 9420.58 | -617.204 | -2.6475 | 0.069997 | 260.408 | 317645 | -71.0688 | -0.45812 | 6.2788
189.424 | 10102.1 | -615.303 | -2.6374 | 0.070112 | 261.408 | 328561 | -69.8624 | -0.45936 | 6.0802
190.424 | 10824 | -613.396 | -2.6274 | 0.070228 | 262.408 | 339755 | -68.6585 | -0.46056 | 5.8892
191.424 | 11588 | -611.484 | -2.6174 | 0.070346 | 263.408 | 351233 | -67.4571 | -0.46172 | 5.7055
192.424 | 12396 | -609.566 | -2.6074 | 0.070463 | 264.408 | 362999 | -66.2583 | -0.46285 | 5.5288
193.424 | 13249.8 | -607.643 | -2.5974 | 0.070582 | 265.408 | 375057 | -65.0623 | -0.46395 | 5.3587
194.424 | 14151.5 | -605.714 | -2.5875 | 0.070701 | 266.408 | 387411 | -63.8691 | -0.46502 | 5.1949
195.424 | 15103 | -603.78 | -2.5776 | 0.07082 | 267.408 | 400066 | -62.6789 | -0.46605 | 5.0372
196.424 | 16106.4 | -601.84 | -2.5677 | 0.070941 | 268.408 | 413027 | -61.4918 | -0.46706 | 4.8853
197.424 | 17163.7 | -599.895 | -2.5578 | 0.071062 | 269.408 | 426297 | -60.3078 | -0.46803 | 4.7389
198.424 | 18277.2 | -597.945 | -2.548 | 0.071184 | 270.408 | 439882 | -59.1272 | -0.46898 | 4.5978
199.424 | 19449.1 | -595.988 | -2.5382 | 0.071306 | 271.408 | 453785 | -57.95 | -0.4699 | 4.4618
200.424 | 20681.6 | -594.026 | -2.5284 | 0.07143 | 272.408 | 468011 | -56.7763 | -0.4708 | 4.3306
201.424 | 21976.9 | -592.058 | -2.5186 | 0.071554 | 273.408 | 482566 | -55.6064 | -0.47166 | 4.204
202.424 | 23337.6 | -590.084 | -2.5088 | 0.071678 | 274.408 | 497452 | -54.4402 | -0.47251 | 4.0819
203.424 | 24765.9 | -588.104 | -2.4991 | 0.071804 | 275.408 | 512675 | -53.2779 | -0.47332 | 3.9641
204.424 | 26264.3 | -586.119 | -2.4893 | 0.07193 | 276.408 | 528240 | -52.1196 | -0.47412 | 3.8503
205.424 | 27835.4 | -584.127 | -2.4796 | 0.072057 | 277.408 | 544150 | -50.9656 | -0.47489 | 3.7405
206.424 | 29481.6 | -582.13 | -2.4699 | 0.072185 | 278.408 | 560411 | -49.8158 | -0.47564 | 3.6344
207.424 | 31205.6 | -580.126 | -2.4603 | 0.072314 | 279.408 | 577026 | -48.6705 | -0.47636 | 3.5319
208.424 | 33010.1 | -578.117 | -2.4506 | 0.072443 | 280.408 | 594002 | -47.5298 | -0.47707 | 3.4328
209.424 | 34897.7 | -576.101 | -2.441 | 0.072574 | 281.408 | 611341 | -46.3938 | -0.47776 | 3.3371
210.424 | 36871.1 | -574.079 | -2.4314 | 0.072705 | 282.408 | 629049 | -45.2626 | -0.47842 | 3.2445
211.424 | 38933.3 | -572.051 | -2.4218 | 0.072837 | 283.408 | 647130 | -44.1365 | -0.47907 | 3.155
212.424 | 41086.9 | -570.016 | -2.4122 | 0.07297 | 284.408 | 665589 | -43.0155 | -0.47971 | 3.0684
213.424 | 43335 | -567.976 | -2.4026 | 0.073103 | 285.408 | 684431 | -41.8998 | -0.48032 | 2.9846
214.424 | 45680.3 | -565.929 | -2.3931 | 0.073238 | 286.408 | 703660 | -40.7896 | -0.48092 | 2.9035
215.424 | 48126 | -563.875 | -2.3835 | 0.073373 | 287.408 | 723280 | -39.685 | -0.4815 | 2.825
216.424 | 50674.9 | -561.815 | -2.374 | 0.07351 | 288.408 | 743297 | -38.5861 | -0.48207 | 2.749
217.424 | 53330.3 | -559.749 | -2.3645 | 0.073647 | 289.408 | 763716 | -37.4933 | -0.48263 | 2.6754
218.424 | 56095.2 | -557.676 | -2.355 | 0.073785 | 290.408 | 784540 | -36.4065 | -0.48317 | 2.6041
219.424 | 58972.7 | -555.596 | -2.3455 | 0.073924 | 291.408 | 805775 | -35.326 | -0.4837 | 2.535
220.424 | 61966 | -553.51 | -2.3361 | 0.074064 | 292.408 | 827425 | -34.252 | -0.48422 | 2.4681
221.424 | 65078.4 | -551.417 | -2.3266 | 0.074205 | 293.408 | 849494 | -33.1847 | -0.48473 | 2.4032
222.424 | 68313.2 | -549.317 | -2.3172 | 0.074346 | 294.408 | 871989 | -32.1242 | -0.48523 | 2.3403
223.424 | 71673.6 | -547.21 | -2.3078 | 0.074489 | 295.408 | 894913 | -31.0707 | -0.48572 | 2.2793
224.424 | 75163.1 | -545.097 | -2.2984 | 0.074633 | 296.408 | 918271 | -30.0244 | -0.4862 | 2.2201
225.424 | 78784.9 | -542.977 | -2.2889 | 0.074778 | 297.408 | 942068 | -28.9856 | -0.48668 | 2.1627
226.424 | 82542.6 | -540.85 | -2.2796 | 0.074924 | 298.408 | 966308 | -27.9544 | -0.48715 | 2.107
227.424 | 86439.7 | -538.715 | -2.2702 | 0.07507 | 299.408 | 990997 | -26.9311 | -0.48761 | 2.053
228.424 | 90479.5 | -536.574 | -2.2608 | 0.075218 | 300.408 | 1016140 | -25.9158 | -0.48807 | 2.0005
229.424 | 94665.7 | -534.426 | -2.2515 | 0.075367 | 301.408 | 1041740 | -24.9089 | -0.48852 | 1.9496
230.424 | 99001.9 | -532.27 | -2.2421 | 0.075517 | 302.408 | 1067800 | -23.9104 | -0.48897 | 1.9001
231.424 | 103492 | -530.107 | -2.2328 | 0.075668 | 303.408 | 1094330 | -22.9208 | -0.48942 | 1.852
232.424 | 108139 | -527.937 | -2.2235 | 0.07582 | 304.408 | 1121340 | -21.9401 | -0.48987 | 1.8053
233.424 | 112946 | -525.76 | -2.2141 | 0.075973 | 305.408 | 1148820 | -20.9688 | -0.49032 | 1.76
234.424 | 117919 | -523.575 | -2.2048 | 0.076128 | 306.408 | 1176780 | -20.0069 | -0.49077 | 1.7159
235.424 | 123060 | -521.383 | -2.1955 | 0.076283 | 307.408 | 1205230 | -19.0549 | -0.49122 | 1.673
236.424 | 128373 | -519.183 | -2.1863 | 0.07644 | 308.408 | 1234180 | -18.113 | -0.49167 | 1.6313
237.424 | 133861 | -516.976 | -2.177 | 0.076598 | 309.408 | 1263610 | -17.1815 | -0.49212 | 1.5908
238.424 | 139530 | -514.761 | -2.1677 | 0.076757 | 310.408 | 1293560 | -16.2607 | -0.49258 | 1.5514
239.424 | 145382 | -512.539 | -2.1585 | 0.076917 | 311.408 | 1324000 | -15.3508 | -0.49305 | 1.513
240.424 | 151422 | -510.308 | -2.1492 | 0.077078 | 312.408 | 1354970 | -14.4523 | -0.49352 | 1.4757
241.424 | 157653 | -508.07 | -2.1399 | 0.077241 | 313.408 | 1386440 | -13.5655 | -0.494 | 1.4394
242.424 | 164080 | -505.824 | -2.1307 | 0.077405 | 314.408 | 1418440 | -12.6907 | -0.49449 | 1.404
243.424 | 170706 | -503.571 | -2.1215 | 0.07757 | 315.408 | 1450970 | -11.8282 | -0.49499 | 1.3696
244.424 | 177535 | -501.309 | -2.1122 | 0.077737 | 316.408 | 1484030 | -10.9785 | -0.4955 | 1.336
245.424 | 184572 | -499.039 | -2.103 | 0.077905 | 317.408 | 1517620 | -10.142 | -0.49602 | 1.3034
246.424 | 191820 | -496.761 | -2.0938 | 0.078074 | 318.408 | 1551760 | -9.319 | -0.49655 | 1.2716
247.424 | 199284 | -494.475 | -2.0846 | 0.078245 | 319.408 | 1586440 | -8.51 | -0.4971 | 1.2406
248.424 | 206967 | -492.181 | -2.0754 | 0.078417 | 320.408 | 1621680 | -7.7154 | -0.49767 | 1.2104
249.424 | 214874 | -489.878 | -2.0662 | 0.07859 | 321.408 | 1657480 | -6.9357 | -0.49825 | 1.1809
250.424 | 223009 | -487.567 | -2.057 | 0.078765 | 322.408 | 1693830 | -6.1714 | -0.49885 | 1.1522
251.424 | 231376 | -485.248 | -2.0478 | 0.078941 | 323.408 | 1730760 | -5.4229 | -0.49947 | 1.1242
252.424 | 239979 | -482.92 | -2.0386 | 0.079119 | 324.408 | 1768260 | -4.6909 | -0.50011 | 1.0969
253.424 | 248823 | -480.583 | -2.0295 | 0.079298 | 325.408 | 1806330 | -3.9758 | -0.50078 | 1.0703
254.424 | 257911 | -478.238 | -2.0203 | 0.079479 | 326.408 | 1844990 | -3.2783 | -0.50147 | 1.0443
255.424 | 267248 | -475.884 | -2.0111 | 0.079661 | 327.408 | 1884240 | -2.599 | -0.50219 | 1.0189
256.424 | 276838 | -473.521 | -2.0019 | 0.079845 | 328.408 | 1924090 | -1.9384 | -0.50293 | 0.99415
257.424 | 286686 | -471.15 | -1.9928 | 0.08003 | 329.408 | 1964530 | -1.2973 | -0.50371 | 0.96998
258.424 | 296795 | -468.769 | -1.9836 | 0.080217 | 330.408 | 2005580 | -0.6764 | -0.50452 | 0.94637
259.424 | 307170 | -466.38 | -1.9745 | 0.080406 | 331.408 | 2047240 | -0.076429 | -0.50536 | 0.92331
260.424 | 317816 | -463.981 | -1.9653 | 0.080597 | 332.408 | 2089510 | 0.50181 | -0.50624 | 0.90079
261.424 | 328736 | -461.573 | -1.9562 | 0.080789 | 333.408 | 2132410 | 1.0575 | -0.50715 | 0.87878
262.424 | 339935 | -459.156 | -1.947 | 0.080983 | 334.408 | 2175930 | 1.5897 | -0.50811 | 0.85727
263.424 | 351417 | -456.729 | -1.9378 | 0.081178 | 335.408 | 2220090 | 2.0976 | -0.50911 | 0.83623
264.424 | 363188 | -454.293 | -1.9287 | 0.081376 | 336.408 | 2264880 | 2.58 | -0.51016 | 0.81567
265.424 | 375250 | -451.847 | -1.9195 | 0.081575 | 337.408 | 2310320 | 3.0361 | -0.51125 | 0.79556
266.424 | 387609 | -449.392 | -1.9104 | 0.081776 | 338.408 | 2356400 | 3.4645 | -0.5124 | 0.77588
267.424 | 400269 | -446.927 | -1.9012 | 0.081979 | 339.408 | 2403140 | 3.8642 | -0.5136 | 0.75663
268.424 | 413234 | -444.452 | -1.8921 | 0.082184 | 340.408 | 2450540 | 4.2339 | -0.51486 | 0.73779
269.424 | 426510 | -441.968 | -1.8829 | 0.082392 | 341.408 | 2498610 | 4.5721 | -0.51618 | 0.71934
270.424 | 440099 | -439.473 | -1.8738 | 0.082601 | 342.408 | 2547350 | 4.8775 | -0.51757 | 0.70127
271.424 | 454008 | -436.968 | -1.8646 | 0.082812 | 343.408 | 2596770 | 5.1484 | -0.51903 | 0.68357
272.424 | 468239 | -434.453 | -1.8555 | 0.083025 | 344.408 | 2646870 | 5.3831 | -0.52056 | 0.66623
273.424 | 482799 | -431.927 | -1.8463 | 0.08324 | 345.408 | 2697660 | 5.5798 | -0.52217 | 0.64924
274.424 | 497690 | -429.391 | -1.8371 | 0.083458 | 346.408 | 2749150 | 5.7366 | -0.52386 | 0.63257
275.424 | 512919 | -426.844 | -1.828 | 0.083678 | 347.408 | 2801340 | 5.8513 | -0.52565 | 0.61622
276.424 | 528489 | -424.287 | -1.8188 | 0.0839 | 348.408 | 2854230 | 5.9216 | -0.52752 | 0.60018
277.424 | 544405 | -421.719 | -1.8096 | 0.084124 | 349.408 | 2907840 | 5.9449 | -0.5295 | 0.58444
278.424 | 560671 | -419.14 | -1.8005 | 0.084351 | 350.408 | 2962170 | 5.9185 | -0.53159 | 0.56899
279.424 | 577292 | -416.55 | -1.7913 | 0.08458 | 351.408 | 3017230 | 5.8395 | -0.5338 | 0.5538
280.424 | 594273 | -413.949 | -1.7821 | 0.084811 | 352.408 | 3073010 | 5.7045 | -0.53613 | 0.53888
281.424 | 611618 | -411.336 | -1.7729 | 0.085045 | 353.408 | 3129540 | 5.5099 | -0.53859 | 0.52421
282.424 | 629332 | -408.713 | -1.7637 | 0.085282 | 354.408 | 3186810 | 5.2518 | -0.5412 | 0.50978
283.424 | 647419 | -406.077 | -1.7545 | 0.085522 | 355.408 | 3244830 | 4.9258 | -0.54397 | 0.49558
284.424 | 665884 | -403.43 | -1.7453 | 0.085764 | 356.408 | 3303610 | 4.527 | -0.5469 | 0.48159
285.424 | 684732 | -400.771 | -1.7361 | 0.086008 | 357.408 | 3363150 | 4.0501 | -0.55001 | 0.46781
286.424 | 703967 | -398.1 | -1.7269 | 0.086256 | 358.408 | 3423470 | 3.4893 | -0.55332 | 0.45422
287.424 | 723594 | -395.417 | -1.7177 | 0.086506 | 359.408 | 3484560 | 2.8378 | -0.55684 | 0.44082
288.424 | 743618 | -392.721 | -1.7085 | 0.08676 | 360.408 | 3546430 | 2.0887 | -0.5606 | 0.42759
289.424 | 764042 | -390.013 | -1.6992 | 0.087016 | 361.408 | 3609090 | 1.2339 | -0.56461 | 0.41452
290.424 | 784873 | -387.293 | -1.69 | 0.087275 | 362.408 | 3672550 | 0.26485 | -0.56889 | 0.40161
291.424 | 806114 | -384.559 | -1.6807 | 0.087538 | 363.408 | 3736820 | -0.82752 | -0.57347 | 0.38883
292.424 | 827771 | -381.813 | -1.6714 | 0.087804 | 364.408 | 3801890 | -2.0525 | -0.57836 | 0.3762
293.424 | 849847 | -379.053 | -1.6622 | 0.088073 | 365.408 | 3867790 | -3.419 | -0.5836 | 0.36371
294.424 | 872348 | -376.28 | -1.6529 | 0.088345 | 366.408 | 3934500 | -4.9342 | -0.5892 | 0.35136
295.424 | 895279 | -373.494 | -1.6436 | 0.088622 | 367.408 | 4002050 | -6.6009 | -0.59517 | 0.33919
296.424 | 918644 | -370.694 | -1.6343 | 0.088901 | 368.408 | 4070440 | -8.4139 | -0.60148 | 0.32722
297.424 | 942448 | -367.879 | -1.6249 | 0.089184 | 369.408 | 4139670 | -10.3528 | -0.60808 | 0.31554
298.424 | 966696 | -365.051 | -1.6156 | 0.089471 | 370.408 | 4209750 | -12.3729 | -0.61485 | 0.30427
299.424 | 991392 | -362.209 | -1.6063 | 0.089762
300.424 | 1016540 | -359.351 | -1.5969 | 0.090057
301.424 | 1042150 | -356.479 | -1.5875 | 0.090356
302.424 | 1068220 | -353.592 | -1.5781 | 0.090659
303.424 | 1094760 | -350.689 | -1.5687 | 0.090966
304.424 | 1121770 | -347.771 | -1.5593 | 0.091278
305.424 | 1149260 | -344.837 | -1.5499 | 0.091594
306.424 | 1177230 | -341.887 | -1.5404 | 0.091915
307.424 | 1205690 | -338.92 | -1.5309 | 0.092241
308.424 | 1234640 | -335.937 | -1.5214 | 0.092571
309.424 | 1264080 | -332.936 | -1.5119 | 0.092907
310.424 | 1294030 | -329.918 | -1.5024 | 0.093248
311.424 | 1324490 | -326.883 | -1.4928 | 0.093595
312.424 | 1355460 | -323.829 | -1.4832 | 0.093947
313.424 | 1386940 | -320.757 | -1.4736 | 0.094305
314.424 | 1418950 | -317.665 | -1.464 | 0.094669
315.424 | 1451490 | -314.555 | -1.4543 | 0.095039
316.424 | 1484550 | -311.425 | -1.4446 | 0.095416
317.424 | 1518160 | -308.274 | -1.4349 | 0.095799
318.424 | 1552300 | -305.103 | -1.4252 | 0.096189
319.424 | 1587000 | -301.911 | -1.4154 | 0.096586
320.424 | 1622240 | -298.698 | -1.4056 | 0.096991
321.424 | 1658050 | -295.462 | -1.3958 | 0.097403
322.424 | 1694410 | -292.203 | -1.3859 | 0.097823
323.424 | 1731350 | -288.921 | -1.376 | 0.098252
324.424 | 1768850 | -285.615 | -1.366 | 0.098689
325.424 | 1806940 | -282.284 | -1.356 | 0.099135
326.424 | 1845610 | -278.927 | -1.346 | 0.099591
327.424 | 1884870 | -275.545 | -1.3359 | 0.10006
328.424 | 1924720 | -272.136 | -1.3258 | 0.10053
329.424 | 1965170 | -268.698 | -1.3156 | 0.10102
330.424 | 2006230 | -265.233 | -1.3054 | 0.10152
331.424 | 2047900 | -261.737 | -1.2952 | 0.10203
332.424 | 2090190 | -258.211 | -1.2848 | 0.10255
333.424 | 2133090 | -254.652 | -1.2745 | 0.10308
334.424 | 2176620 | -251.061 | -1.264 | 0.10363
335.424 | 2220790 | -247.436 | -1.2535 | 0.10419
336.424 | 2265590 | -243.774 | -1.2429 | 0.10477
337.424 | 2311040 | -240.076 | -1.2323 | 0.10536
338.424 | 2357140 | -236.339 | -1.2216 | 0.10597
339.424 | 2403890 | -232.561 | -1.2107 | 0.1066
340.424 | 2451300 | -228.741 | -1.1999 | 0.10724
341.424 | 2499380 | -224.877 | -1.1889 | 0.10791
342.424 | 2548130 | -220.966 | -1.1778 | 0.1086
343.424 | 2597560 | -217.005 | -1.1666 | 0.10931
344.424 | 2647670 | -212.992 | -1.1553 | 0.11005
345.424 | 2698470 | -208.925 | -1.1439 | 0.11081
346.424 | 2749970 | -204.798 | -1.1324 | 0.1116
347.424 | 2802170 | -200.61 | -1.1207 | 0.11242
348.424 | 2855080 | -196.354 | -1.1089 | 0.11327
349.424 | 2908700 | -192.027 | -1.0969 | 0.11416
350.424 | 2963040 | -187.623 | -1.0848 | 0.11509
351.424 | 3018100 | -183.134 | -1.0724 | 0.11607
352.424 | 3073900 | -178.554 | -1.0599 | 0.11709
353.424 | 3130440 | -173.874 | -1.0471 | 0.11816
354.424 | 3187720 | -169.083 | -1.034 | 0.11929
355.424 | 3245760 | -164.167 | -1.0207 | 0.12049
356.424 | 3304550 | -159.112 | -1.0069 | 0.12176
357.424 | 3364100 | -153.897 | -0.99284 | 0.12312
358.424 | 3424430 | -148.495 | -0.97828 | 0.12457
359.424 | 3485530 | -142.874 | -0.96316 | 0.12614
360.424 | 3547420 | -136.984 | -0.94736 | 0.12784
361.424 | 3610090 | -130.756 | -0.93068 | 0.12971
362.424 | 3673560 | -124.079 | -0.91284 | 0.13177
363.424 | 3737840 | -116.755 | -0.89328 | 0.13408
364.424 | 3802930 | -108.351 | -0.87084 | 0.13671
365.424 | 3868830 | -97.3158 | -0.8413 | 0.13979
366.424 | 3935560 | -4.9594 | -0.58929 | 0.1435
367.424 | 4003130 | -6.6285 | -0.59526 | 0.14824
368.424 | 4071530 | -8.4436 | -0.60158 | 0.15494
368.924 | 4106040 | -9.4004 | -0.60485 | 0.15988
369.377 | 4137520 | -10.2913 | -0.60787 | 0.16668
369.603 | 4153320 | -10.7437 | -0.6094 | 0.17232
369.717 | 4161230 | -10.9713 | -0.61016 | 0.17684
369.773 | 4165200 | -11.0854 | -0.61055 | 0.18026
369.802 | 4167180 | -11.1425 | -0.61074 | 0.18268
369.816 | 4168170 | -11.1711 | -0.61083 | 0.18424
369.823 | 4168670 | -11.1854 | -0.61088 | 0.18517
369.826 | 4168920 | -11.1926 | -0.61091 | 0.18569
369.828 | 4169040 | -11.1961 | -0.61092 | 0.18596
369.829 | 4169100 | -11.1979 | -0.61092 | 0.1861
369.83 | 4169130 | -11.1988 | -0.61093 | 0.18617
369.83 | 4169150 | -11.1993 | -0.61093 | 0.18621
369.83 | 4169160 | -11.1995 | -0.61093 | 0.18623
369.83 | 4169160 | -11.1996 | -0.61093 | 0.18624
369.83 | 4169160 | -11.1997 | -0.61093 | 0.18624
369.83 | 4169160 | -11.1997 | -0.61093 | 0.18624
369.83 | 4169160 | -11.1997 | -0.61093 | 0.18624
369.83 | 4169160 | -11.1997 | -0.61093 | 0.18624
369.83 | 4169160 | -11.1997 | -0.61093 | 0.18624
369.83 | 4169160 | -11.1997 | -0.61093 | 0.18625
369.83 | 4169160 | -11.1997 | -0.61093 | 0.18625
369.83 | 4169160 | -11.1997 | -0.61093 | 0.18625
369.83 | 4169160 | -11.1997 | -0.61093 | 0.18625
369.83 | 4169160 | -11.1997 | -0.61093 | 0.18625
369.83 | 4169160 | -11.1997 | -0.61093 | 0.18625
369.83 | 4169160 | -11.1997 | -0.61093 | 0.18625
369.83 | 4169160 | -11.1997 | -0.61093 | 0.18625
369.83 | 4169160 | -11.1997 | -0.61093 | 0.18625
369.83 | 4169160 | -11.1997 | -0.61093 | 0.18625
369.83 | 4169160 | -11.1997 | -0.61093 | 0.18625
369.83 | 4169160 | -11.1997 | -0.61093 | 0.18625
369.83 | 4169160 | -11.1997 | -0.61093 | 0.18625
369.83 | 4169160 | -11.1997 | -0.61093 | 0.18625
369.83 | 4169160 | -11.1997 | -0.61093 | 0.18625
369.83 | 4169160 | -11.1997 | -0.61093 | 0.18625
369.83 | 4169160 | -11.1997 | -0.61093 | 0.18625
369.83 | 4169160 | -11.1997 | -0.61093 | 0.18625
369.83 | 4169160 | -11.1997 | -0.61093 | 0.18625
369.83 | 4169160 | -11.1997 | -0.61093 | 0.18625
369.83 | 4169160 | -11.1997 | -0.61093 | 0.18625
369.83 | 4169160 | -11.1997 | -0.61093 | 0.18625
369.83 | 4169160 | -11.1997 | -0.61093 | 0.18625
369.83 | 4169160 | -11.1997 | -0.61093 | 0.18625
369.83 | 4169160 | -11.1997 | -0.61093 | 0.18625
369.83 | 4169160 | -11.1997 | -0.61093 | 0.18625
369.83 | 4169160 | -11.1997 | -0.61093 | 0.18625
369.83 | 4169160 | -11.1997 | -0.61093 | 0.18625
369.83 | 4169160 | -11.1997 | -0.61093 | 0.18625
369.83 | 4169160 | -11.1997 | -0.61093 | 0.18625
369.83 | 4169160 | -11.1997 | -0.61093 | 0.18625
369.83 | 4169160 | -11.1997 | -0.61093 | 0.18625
369.83 | 4169160 | -11.1997 | -0.61093 | 0.18625
369.83 | 4169160 | -11.1997 | -0.61093 | 0.18625
369.83 | 4169160 | -11.1997 | -0.61093 | 0.18625
369.83 | 4169160 | -11.1997 | -0.61093 | 0.18625
369.83 | 4169160 | -11.1997 | -0.61093 | 0.18625
369.83 | 4169160 | -11.1997 | -0.61093 | 0.18625
369.83 | 4169160 | -11.1997 | -0.61093 | 0.18625
369.83 | 4169160 | -11.1997 | -0.61093 | 0.18625
369.83 | 4169160 | -11.1997 | -0.61093 | 0.18625
369.83 | 4169160 | -11.1997 | -0.61093 | 0.18625
369.83 | 4169160 | -11.1997 | -0.61093 | 0.18625
369.83 | 4169160 | -11.1997 | -0.61093 | 0.18625
369.83 | 4169160 | -11.1997 | -0.61093 | 0.18625
369.83 | 4169160 | -11.1997 | -0.61093 | 0.18625
369.83 | 4169160 | -11.1997 | -0.61093 | 0.18625
369.83 | 4169160 | -11.1997 | -0.61093 | 0.18625
369.83 | 4169160 | -11.1997 | -0.61093 | 0.18625
369.83 | 4169160 | -11.1997 | -0.61093 | 0.18625
369.83 | 4169160 | -11.1997 | -0.61093 | 0.18625
369.83 | 4169160 | -11.1997 | -0.61093 | 0.18625
369.83 | 4169160 | -11.1997 | -0.61093 | 0.18625
369.83 | 4169160 | -11.1997 | -0.61093 | 0.18625
369.83 | 4169160 | -11.1997 | -0.61093 | 0.18625
369.83 | 4169160 | -11.1997 | -0.61093 | 0.18625
369.83 | 4169160 | -11.1997 | -0.61093 | 0.18625
369.83 | 4169160 | -11.1997 | -0.61093 | 0.18625
369.83 | 4169160 | -11.1997 | -0.61093 | 0.18625
369.83 | 4169160 | -11.1997 | -0.61093 | 0.18625
369.83 | 4169160 | -11.1997 | -0.61093 | 0.18625
369.83 | 4169160 | -11.1997 | -0.61093 | 0.18625
369.83 | 4169160 | -11.1997 | -0.61093 | 0.18625
369.83 | 4169160 | -11.1997 | -0.61093 | 0.18625
369.83 | 4169160 | -11.1997 | -0.61093 | 0.18625
369.83 | 4169160 | -11.1997 | -0.61093 | 0.18625
369.83 | 4169160 | -11.1997 | -0.61093 | 0.18625
369.83 | 4169160 | -11.1997 | -0.61093 | 0.18625
369.83 | 4169160 | -11.1997 | -0.61093 | 0.18625
369.83 | 4169160 | -11.1997 | -0.61093 | 0.18625
369.83 | 4169160 | -11.1997 | -0.61093 | 0.18625
369.83 | 4169160 | -11.1997 | -0.61093 | 0.18625
369.83 | 4169160 | -11.1997 | -0.61093 | 0.18625
369.83 | 4169160 | -11.1997 | -0.61093 | 0.18625
369.83 | 4169160 | -11.1997 | -0.61093 | 0.18625
369.83 | 4169160 | -11.1997 | -0.61093 | 0.18625
369.83 | 4169160 | -11.1997 | -0.61093 | 0.18625
369.83 | 4169160 | -11.1997 | -0.61093 | 0.18625
369.83 | 4169160 | -11.1997 | -0.61093 | 0.18625
369.83 | 4169160 | -11.1997 | -0.61093 | 0.18625
369.83 | 4169160 | -11.1997 | -0.61093 | 0.18625
369.83 | 4169160 | -11.1997 | -0.61093 | 0.18625
369.83 | 4169160 | -11.1997 | -0.61093 | 0.18625
369.83 | 4169160 | -11.1997 | -0.61093 | 0.18625
369.83 | 4169160 | -11.1997 | -0.61093 | 0.18625
369.83 | 4169160 | -11.1997 | -0.61093 | 0.18625
369.83 | 4169160 | -11.1997 | -0.61093 | 0.18625
369.83 | 4169160 | -11.1997 | -0.61093 | 0.18625
369.83 | 4169160 | -11.1997 | -0.61093 | 0.18625
369.83 | 4169160 | -11.1997 | -0.61093 | 0.18625
369.83 | 4169160 | -11.1997 | -0.61093 | 0.18625
369.83 | 4169160 | -11.1997 | -0.61093 | 0.18625
369.83 | 4169160 | -11.1997 | -0.61093 | 0.18625
369.83 | 4169160 | -11.1997 | -0.61093 | 0.18625
369.83 | 4169160 | -11.1997 | -0.61093 | 0.18625
369.83 | 4169160 | -11.1997 | -0.61093 | 0.18625
369.83 | 4169160 | -11.1997 | -0.61093 | 0.18625
369.83 | 4169160 | -11.1997 | -0.61093 | 0.18625
369.83 | 4169160 | -11.1997 | -0.61093 | 0.18625
369.83 | 4169160 | -11.1997 | -0.61093 | 0.18625
369.83 | 4169160 | -11.1997 | -0.61093 | 0.18625
369.83 | 4169160 | -11.1997 | -0.61093 | 0.18625
369.83 | 4169160 | -11.1997 | -0.61093 | 0.18625
369.83 | 4169160 | -11.1997 | -0.61093 | 0.18625
369.83 | 4169160 | -11.1997 | -0.61093 | 0.18625
369.83 | 4169160 | -11.1997 | -0.61093 | 0.18625
369.83 | 4169160 | -11.1997 | -0.61093 | 0.18625
369.83 | 4169160 | -11.1997 | -0.61093 | 0.18625
369.83 | 4169160 | -11.1997 | -0.61093 | 0.18625
369.83 | 4169160 | -11.1997 | -0.61093 | 0.18625
369.83 | 4169160 | -11.1997 | -0.61093 | 0.18625
369.83 | 4169160 | -11.1997 | -0.61093 | 0.18625
369.83 | 4169160 | -11.1997 | -0.61093 | 0.18625
369.83 | 4169160 | -11.1997 | -0.61093 | 0.18625
369.83 | 4169160 | -11.1997 | -0.61093 | 0.18625
369.83 | 4169160 | -11.1997 | -0.61093 | 0.18625
369.83 | 4169160 | -11.1997 | -0.61093 | 0.18625
369.83 | 4169160 | -11.1997 | -0.61093 | 0.18625
369.83 | 4169160 | -11.1997 | -0.61093 | 0.18625
369.83 | 4169160 | -11.1997 | -0.61093 | 0.18625
369.83 | 4169160 | -11.1997 | -0.61093 | 0.18625
369.83 | 4169160 | -11.1997 | -0.61093 | 0.18625
369.83 | 4169160 | -11.1997 | -0.61093 | 0.18625
369.83 | 4169160 | -11.1997 | -0.61093 | 0.18625
369.83 | 4169160 | -11.1997 | -0.61093 | 0.18625
369.83 | 4169160 | -11.1997 | -0.61093 | 0.18625
369.83 | 4169160 | -11.1997 | -0.61093 | 0.18625
369.83 | 4169160 | -11.1997 | -0.61093 | 0.18625
369.83 | 4169160 | -11.1997 | -0.61093 | 0.18625
369.83 | 4169160 | -11.1997 | -0.61093 | 0.18625
369.83 | 4169160 | -11.1997 | -0.61093 | 0.18625
369.83 | 4169160 | -11.1997 | -0.61093 | 0.18625
369.83 | 4169160 | -11.1997 | -0.61093 | 0.18625
369.83 | 4169160 | -11.1997 | -0.61093 | 0.18625
369.83 | 4169160 | -11.1997 | -0.61093 | 0.18625
369.83 | 4169160 | -11.1997 | -0.61093 | 0.18625
369.83 | 4169160 | -11.1997 | -0.61093 | 0.18625
369.83 | 4169160 | -11.1997 | -0.61093 | 0.18625
369.83 | 4169160 | -11.1997 | -0.61093 | 0.18625
369.83 | 4169160 | -11.1997 | -0.61093 | 0.18625
369.83 | 4169160 | -11.1997 | -0.61093 | 0.18625
369.83 | 4169160 | -11.1997 | -0.61093 | 0.18625
369.83 | 4169160 | -11.1997 | -0.61093 | 0.18625
369.83 | 4169160 | -11.1997 | -0.61093 | 0.18625
369.83 | 4169160 | -11.1997 | -0.61093 | 0.18625
369.83 | 4169160 | -11.1997 | -0.61093 | 0.18625
369.83 | 4169160 | -11.1997 | -0.61093 | 0.18625
369.83 | 4169160 | -11.1997 | -0.61093 | 0.18625
369.83 | 4169160 | -11.1997 | -0.61093 | 0.18625
369.83 | 4169160 | -11.1997 | -0.61093 | 0.18625
369.83 | 4169160 | -11.1997 | -0.61093 | 0.18625
369.83 | 4169160 | -11.1997 | -0.61093 | 0.18625
369.83 | 4169160 | -11.1997 | -0.61093 | 0.18625
369.83 | 4169160 | -11.1997 | -0.61093 | 0.18625
369.83 | 4169160 | -11.1997 | -0.61093 | 0.18625
369.83 | 4169160 | -11.1997 | -0.61093 | 0.18625
369.83 | 4169160 | -11.1997 | -0.61093 | 0.18625
369.83 | 4169160 | -11.1997 | -0.61093 | 0.18625
369.83 | 4169160 | -11.1997 | -0.61093 | 0.18625
369.83 | 4169160 | -11.1997 | -0.61093 | 0.18625
369.83 | 4169160 | -11.1997 | -0.61093 | 0.18625
369.83 | 4169160 | -11.1997 | -0.61093 | 0.18625
369.83 | 4169160 | -11.1997 | -0.61093 | 0.18625
369.83 | 4169160 | -11.1997 | -0.61093 | 0.18625
369.83 | 4169160 | -11.1997 | -0.61093 | 0.18625
369.83 | 4169160 | -11.1997 | -0.61093 | 0.18625
369.83 | 4169160 | -11.1997 | -0.61093 | 0.18625
369.83 | 4169160 | -11.1997 | -0.61093 | 0.18625
369.83 | 4169160 | -11.1997 | -0.61093 | 0.18625
369.83 | 4169160 | -11.1997 | -0.61093 | 0.18625
369.83 | 4169160 | -11.1997 | -0.61093 | 0.18625
369.83 | 4169160 | -11.1997 | -0.61093 | 0.18625
369.83 | 4169160 | -11.1997 | -0.61093 | 0.18625
369.83 | 4169160 | -11.1997 | -0.61093 | 0.18625
369.83 | 4169160 | -11.1997 | -0.61093 | 0.18625
369.83 | 4169160 | -11.1997 | -0.61093 | 0.18625
369.83 | 4169160 | -11.1997 | -0.61093 | 0.18625
369.83 | 4169160 | -11.1997 | -0.61093 | 0.18625
369.83 | 4169160 | -11.1997 | -0.61093 | 0.18625
369.83 | 4169160 | -11.1997 | -0.61093 | 0.18625
369.83 | 4169160 | -11.1997 | -0.61093 | 0.18625
369.83 | 4169160 | -11.1997 | -0.61093 | 0.18625
369.83 | 4169160 | -11.1997 | -0.61093 | 0.18625
369.83 | 4169160 | -11.1997 | -0.61093 | 0.18625
369.83 | 4169160 | -11.1997 | -0.61093 | 0.18625
369.83 | 4169160 | -11.1997 | -0.61093 | 0.18625
369.83 | 4169160 | -11.1997 | -0.61093 | 0.18625
369.83 | 4169160 | -11.1997 | -0.61093 | 0.18625
369.83 | 4169160 | -11.1997 | -0.61093 | 0.18625
369.83 | 4169160 | -11.1997 | -0.61093 | 0.18625
369.83 | 4169160 | -11.1997 | -0.61093 | 0.18625
369.83 | 4169160 | -11.1997 | -0.61093 | 0.18625
369.83 | 4169160 | -11.1997 | -0.61093 | 0.18625
369.83 | 4169160 | -11.1997 | -0.61093 | 0.18625
369.83 | 4169160 | -11.1997 | -0.61093 | 0.18625
369.83 | 4169160 | -11.1997 | -0.61093 | 0.18625
369.83 | 4169160 | -11.1997 | -0.61093 | 0.18625
369.83 | 4169160 | -11.1997 | -0.61093 | 0.18625
369.83 | 4169160 | -11.1997 | -0.61093 | 0.18625
369.83 | 4169160 | -11.1997 | -0.61093 | 0.18625
369.83 | 4169160 | -11.1997 | -0.61093 | 0.18625
369.83 | 4169160 | -11.1997 | -0.61093 | 0.18625
369.83 | 4169160 | -11.1997 | -0.61093 | 0.18625
369.83 | 4169160 | -11.1997 | -0.61093 | 0.18625
369.83 | 4169160 | -11.1997 | -0.61093 | 0.18625
369.83 | 4169160 | -11.1997 | -0.61093 | 0.18625
369.83 | 4169160 | -11.1997 | -0.61093 | 0.18625
369.83 | 4169160 | -11.1997 | -0.61093 | 0.18625
369.83 | 4169160 | -11.1997 | -0.61093 | 0.18625
369.83 | 4169160 | -11.1997 | -0.61093 | 0.18625
369.83 | 4169160 | -11.1997 | -0.61093 | 0.18625
369.83 | 4169160 | -11.1997 | -0.61093 | 0.18625
369.83 | 4169160 | -11.1997 | -0.61093 | 0.18625
369.83 | 4169160 | -11.1997 | -0.61093 | 0.18625
369.83 | 4169160 | -11.1997 | -0.61093 | 0.18625
369.83 | 4169160 | -11.1997 | -0.61093 | 0.18625
369.83 | 4169160 | -11.1997 | -0.61093 | 0.18625
369.83 | 4169160 | -11.1997 | -0.61093 | 0.18625
369.83 | 4169160 | -11.1997 | -0.61093 | 0.18625
369.83 | 4169160 | -11.1997 | -0.61093 | 0.18625
369.83 | 4169160 | -11.1997 | -0.61093 | 0.18625
369.83 | 4169160 | -11.1997 | -0.61093 | 0.18625
369.83 | 4169160 | -11.1997 | -0.61093 | 0.18625
369.83 | 4169160 | -11.1997 | -0.61093 | 0.18625
369.83 | 4169160 | -11.1997 | -0.61093 | 0.18625
369.83 | 4169160 | -11.1997 | -0.61093 | 0.18625
369.83 | 4169160 | -11.1997 | -0.61093 | 0.18625
369.83 | 4169160 | -11.1997 | -0.61093 | 0.18625
369.83 | 4169160 | -11.1997 | -0.61093 | 0.18625
369.83 | 4169160 | -11.1997 | -0.61093 | 0.18625
369.83 | 4169160 | -11.1997 | -0.61093 | 0.18625
369.83 | 4169160 | -11.1997 | -0.61093 | 0.18625
369.83 | 4169160 | -11.1997 | -0.61093 | 0.18625
369.83 | 4169160 | -11.1997 | -0.61093 | 0.18625
369.83 | 4169160 | -11.1997 | -0.61093 | 0.18625
369.83 | 4169160 | -11.1997 | -0.61093 | 0.18625
369.83 | 4169160 | -11.1997 | -0.61093 | 0.18625
369.83 | 4169160 | -11.1997 | -0.61093 | 0.18625
369.83 | 4169160 | -11.1997 | -0.61093 | 0.18625
369.83 | 4169160 | -11.1997 | -0.61093 | 0.18625
369.83 | 4169160 | -11.1997 | -0.61093 | 0.18625
369.83 | 4169160 | -11.1997 | -0.61093 | 0.18625
369.83 | 4169160 | -11.1997 | -0.61093 | 0.18625
369.83 | 4169160 | -11.1997 | -0.61093 | 0.18625
369.83 | 4169160 | -11.1997 | -0.61093 | 0.18625
369.83 | 4169160 | -11.1997 | -0.61093 | 0.18625
369.83 | 4169160 | -11.1997 | -0.61093 | 0.18625
369.83 | 4169160 | -11.1997 | -0.61093 | 0.18625
369.83 | 4169160 | -11.1997 | -0.61093 | 0.18625
369.83 | 4169160 | -11.1997 | -0.61093 | 0.18625
369.83 | 4169160 | -11.1997 | -0.61093 | 0.18625
369.83 | 4169160 | -11.1997 | -0.61093 | 0.18625
369.83 | 4169160 | -11.1997 | -0.61093 | 0.18625
369.83 | 4169160 | -11.1997 | -0.61093 | 0.18625
369.83 | 4169160 | -11.1997 | -0.61093 | 0.18625
369.83 | 4169160 | -11.1997 | -0.61093 | 0.18625
369.83 | 4169160 | -11.1997 | -0.61093 | 0.18625
369.83 | 4169160 | -11.1997 | -0.61093 | 0.18625
369.83 | 4169160 | -11.1997 | -0.61093 | 0.18625
369.83 | 4169160 | -11.1997 | -0.61093 | 0.18625
369.83 | 4169160 | -11.1997 | -0.61093 | 0.18625
369.83 | 4169160 | -11.1997 | -0.61093 | 0.18625
369.83 | 4169160 | -11.1997 | -0.61093 | 0.18625
369.83 | 4169160 | -11.1997 | -0.61093 | 0.18625
369.83 | 4169160 | -11.1997 | -0.61093 | 0.18625
369.83 | 4169160 | -11.1997 | -0.61093 | 0.18625
369.83 | 4169160 | -11.1997 | -0.61093 | 0.18625
369.83 | 4169160 | -11.1997 | -0.61093 | 0.18625
369.83 | 4169160 | -11.1997 | -0.61093 | 0.18625
369.83 | 4169160 | -11.1997 | -0.61093 | 0.18625
369.83 | 4169160 | -11.1997 | -0.61093 | 0.18625
369.83 | 4169160 | -11.1997 | -0.61093 | 0.18625
369.83 | 4169160 | -11.1997 | -0.61093 | 0.18625
369.83 | 4169160 | -11.1997 | -0.61093 | 0.18625
369.83 | 4169160 | -11.1997 | -0.61093 | 0.18625
369.83 | 4169160 | -11.1997 | -0.61093 | 0.18625
369.83 | 4169160 | -11.1997 | -0.61093 | 0.18625

## DWSIM_Report
Object: CD-1
Flow Conductance | 1 | [kg/s]/[Pa^0.5]
Volume | 1 | m3
Minimum Pressure | 101325 | Pa
Initialize using Inlet Stream | -1
Reset Content | 0
Ambient Temperature | 298.15 | K
Ambient UA Product | 0 | W/[m2.K]
Wall Thermal Mass | 0
Wall Temperature | 298.15 | K
Pressure Drop | 0 | Pa
Efficiency | 100
Outlet Temperature | 305 | K
Heat Removed | 15.9372 | kW
Outlet Molar Vapor Fraction | 0
Temperature Difference | -20.138 | K.
Object: EV-1
Flow Conductance | 1 | [kg/s]/[Pa^0.5]
Volume | 1 | m3
Minimum Pressure | 101325 | Pa
Initialize using Inlet Stream | -1
Reset Content | 0
Ambient Temperature | 298.15 | K
Ambient UA Product | 0 | W/[m2.K]
Wall Thermal Mass | 0
Wall Temperature | 298.15 | K
Pressure Drop | 0 | Pa
Efficiency | 100
Outlet Temperature | 253 | K
Heat Added | 11.7348 | kW
Outlet Molar Vapor Fraction | 1
Temperature Difference | 0.00542038 | K.
Object: C-1
Flow Conductance | 1 | [kg/s]/[Pa^0.5]
Volume | 0.01 | m3
Minimum Pressure | 101325 | Pa
Initialize using Inlet Stream | -1
Reset Content | 0
Rotational Inertia | 0
Current Speed | 3000
Target Speed | 3000
Motor Torque | 200
Surge Flow Fraction | 0
Surge Alarm | 0
Pressure Increase | 1.005E+06 | Pa
Adiabatic Efficiency | 80 | %
Temperature Difference | 72.1434 | K.
Power Required | 4.20275 | kW
Outlet Pressure | 1.25E+06 | Pa
PolytropicEfficiency | 83.9906 | %
AdiabaticCoefficient | 1.01398
PolytropicCoefficient | 1.07856
AdiabaticHead | 7875.74 | m
PolytropicHead | 8268.6 | m
RotationSpeed | 1500 | rpm
PressureRatio | 5.10204
Object: V-1
Actuator Delay | 0 | s
Actuator Time Constant | 0 | s
Opening Setpoint | 100
Cavitation Alarm | 0
Liquid Pressure Recovery Factor FL | 0.9
Calculation Mode | 1
Pressure Drop | 1.005E+06 | Pa
Outlet Pressure | 245000 | Pa
Temperature Drop | -52.0054 | K.
Kv(max) | 100
Opening | 50
Characteristic Parameter | 50
Actual Flow Coefficient | 100
Object: W_comp
Energy Flow | 4.20275 | kW
Object: Q_cond
Energy Flow | 15.9372 | kW
Object: Q_evap
Energy Flow | 11.7348 | kW
Object: 1_evap_out
Temperature | 252.995 | K
Pressure | 245000 | Pa
Mass Flow | 0.0440956 | kg/s
Molar Flow | 1 | mol/s
Volumetric Flow | 0.00802833 | m3/s
Density (Mixture) | 5.4925 | kg/m3
Molecular Weight (Mixture) | 44.0956 | kg/kmol
Specific Enthalpy (Mixture) | -80.0775 | kJ/kg
Specific Entropy (Mixture) | -0.447798 | kJ/[kg.K]
Molar Enthalpy (Mixture) | -3531.07 | kJ/kmol
Molar Entropy (Mixture) | -19.7459 | kJ/[kmol.K]
Thermal Conductivity (Mixture) | 0.0135163 | W/[m.K]
Object: 2_comp_out
Temperature | 325.138 | K
Pressure | 1.25E+06 | Pa
Mass Flow | 0.0440956 | kg/s
Molar Flow | 1 | mol/s
Volumetric Flow | 0.00177187 | m3/s
Density (Mixture) | 24.8865 | kg/m3
Molecular Weight (Mixture) | 44.0956 | kg/kmol
Specific Enthalpy (Mixture) | 15.2325 | kJ/kg
Specific Entropy (Mixture) | -0.388308 | kJ/[kg.K]
Molar Enthalpy (Mixture) | 671.685 | kJ/kmol
Molar Entropy (Mixture) | -17.1227 | kJ/[kmol.K]
Thermal Conductivity (Mixture) | 0.0225263 | W/[m.K]
Object: 3_cond_out
Temperature | 305 | K
Pressure | 1.25E+06 | Pa
Mass Flow | 0.0440956 | kg/s
Molar Flow | 1 | mol/s
Volumetric Flow | 9.14128E-05 | m3/s
Density (Mixture) | 482.379 | kg/m3
Molecular Weight (Mixture) | 44.0956 | kg/kmol
Specific Enthalpy (Mixture) | -346.191 | kJ/kg
Specific Entropy (Mixture) | -1.55496 | kJ/[kg.K]
Molar Enthalpy (Mixture) | -15265.5 | kJ/kmol
Molar Entropy (Mixture) | -68.5671 | kJ/[kmol.K]
Thermal Conductivity (Mixture) | 0.0894887 | W/[m.K]
Object: 4_valve_out
Temperature | 252.995 | K
Pressure | 245000 | Pa
Mass Flow | 0.0440956 | kg/s
Molar Flow | 1 | mol/s
Volumetric Flow | 0.00275979 | m3/s
Density (Mixture) | 15.9779 | kg/m3
Molecular Weight (Mixture) | 44.0956 | kg/kmol
Specific Enthalpy (Mixture) | -346.191 | kJ/kg
Specific Entropy (Mixture) | -1.49871 | kJ/[kg.K]
Molar Enthalpy (Mixture) | -15265.5 | kJ/kmol
Molar Entropy (Mixture) | -66.0866 | kJ/[kmol.K]
Thermal Conductivity (Mixture) | 0.0822715 | W/[m.K]
Object: 5_evap_out
Temperature | 253 | K
Pressure | 245000 | Pa
Mass Flow | 0.0440956 | kg/s
Molar Flow | 1 | mol/s
Volumetric Flow | 0.00802853 | m3/s
Density (Mixture) | 5.49236 | kg/m3
Molecular Weight (Mixture) | 44.0956 | kg/kmol
Specific Enthalpy (Mixture) | -80.0691 | kJ/kg
Specific Entropy (Mixture) | -0.447765 | kJ/[kg.K]
Molar Enthalpy (Mixture) | -3530.7 | kJ/kmol
Molar Entropy (Mixture) | -19.7445 | kJ/[kmol.K]
Thermal Conductivity (Mixture) | 0.0135168 | W/[m.K]